## i)Introduction
Small Wastewater Systems with a Transitional Authorization
Average Flow Estimation Tool
For small systems (average daily effluent volumes <2,500 m³/d) with a Transitional Authorization (TA), communities are required to report average daily flows either using monitoring equipment or a method of estimation: Using monitoring equipment - A continuous measure of the volume of influent or effluent deposited at the final discharge point, or - A measure of the rate of flow of influent or effluent deposited at the final discharge point upon which the daily volume can be estimated - The rate of flow has to be measured every day Method of estimation -Must be generally accepted engineering practice with margin of error of ±15% For small systems that currently have a Transitional Authorization and wish to estimate flows, acceptable estimation methods may include but are not limited to: - Historical wastewater and population method - Wastewater pump station run time The purpose of this tool is to assist communities (where applicable) in determining which flow estimation method is appropriate to use for a system and to assist in the calculation of the estimated flow for reporting in the Effluent Regulatory Reporting Information System (ERRIS) to comply with the Wastewater Systems Effluent Regulations (WSER) requirements. If a community is seeking more guidance or confirmation that an estimation method is acceptable, they can reach out to Environment and Climate Change Canada (ECCC) at eu-ww@ec.gc.ca.
Proceed to ii) Instructions
Disclaimer
This information does not in any way supersede or modify the Wastewater Systems Effluent Regulations or the Fisheries Act, or offer any legal interpretation of those Regulations or Act. Where there are any inconsistencies between this information and the Regulations or Act, the Regulations or Act take precedence, respectively.

## ii) Instructions
Small Wastewater Systems with a Transitional Authorization
Instructions
The spreadsheet is divided into sections for each method Data inputs required by the user are shaded in grey. Calculated values are shaded in blue. Estimated flow values for ERRIS reporting are shaded in orange. Cells that are shaded in green are links to the next spreadsheet tab. 1) Proceed to tab 3 Method Selection to determine which estimation method is most appropriate for the system or outfall based on available data. 2). Once the method has been chosen, use the green button under that method to go to the calculation page. Each method will have a set of instructions to follow to complete the calculation. To clear the data on a spreadsheet tab, click the dark blue button and press delete on the keyboard. Select the community name and outfall using the drop down menus below. This will auto populate the following spreadsheet tabs.
Select Community
Community Name | -
Outfall | -
Proceed to iii) Method Selection

## iii) Method Selection
| 1 - Historical Wastewater and Population Data |  | 2 - Wastewater Pump Station - Pump Run Time
What you need: | 1) Historical wastewater data for the system AND 2)System population data (census or tax based) |  | 1) Wastewater pump station that captures >85% of flow to outfall AND 2) Daily pump run time for pump station
| The historical wastewater data is used to calculate how much wastewater is generated per person in the community. The amount of wastewater per person is then multiplied by the current population. |  | The average daily flow is estimated using the pump rate of the pumps and the amount of time the pumps run each day. If the pump rate is not known, it can be estimated with a pump draw down test.
Method:
When to use: | 1) You have historical wastewater data that was measured with a flow meter. AND 2) Town population stays relatively constant throughout the year |  | 1) Collection system has pump station near the outfall that takes >85% of flow AND 2) You can measure pump run times AND 3) You can determine pump flow rate for pump station
When not to use: | 1) Community population varies throughout the year due to tourism or seasonal workers OR 2) The system has a large industrial user that was added to the system since the historical flow data was collected |  | 1) Pump station collects flow for <85% of flow for outfall OR 2) Pump run times are not available OR 3) Pump flow rate can not be determined
Checklist: | Answer the following questions to determine if a method is appropriate to use:
| Do you have | Y/N | Do you have | Y/N
| Historical Wastewater Data from flow meter |  | Pump station that captures >85% of flow to outfall
| Current Population Data |  | Pump run time for pump station is available
| Town population stays relatively constant |  | Pump flow rate is known (or can do a draw down test)
No large industrial users
| Proceed to Method 1 |  | Proceed to Method 2
To clear data, click the button and press delete
Clear Inputs

## Method 1 Historical Wastewater
Small Wastewater Systems with a Transitional Authorization
Method 1 - Historical Wastewater and Population Data
When considering this method for estimating flows, there are several questions that should be considered - Does the community have multiple outfalls? - Do you know the population that is serviced by each outfall? You can use the following questions to select the appropriate method to use. Click on the green box to proceed to the appropriate calculation tab
Do you have historical flow data from a flow meter? |  | If the community has a TA, there should be at least one year of historical flow data available. If you do not have access to your flow data, it may be included in the ECCC spreadsheet (embedded under "WSER Data" tab)
Do you have data for the number of people that are serviced by the outfall? |  | If the community has only one outfall, census data could be used. If there are multiple outfalls, the population will have to be seperated based on each outfall
Does the community have multiple outfalls? |  | If the community has multiple outfalls, the flow needs to be estimated for each outfall.
Proceed to Method 1A - Population Data
Proceed to Method 1B - House Count
To clear data, click the button and press delete
Clear Inputs

## Method 2 Pump Station Run Time
Small Wastewater Systems with a Transitional Authorization
Method 2 - Pump Station Run Time
When considering this method for estimating flows, there are several questions that should be considered - Is the daily pump run time available? - Do you know the pump flow rate or would be able to complete a draw down test to measure the flow? - Is the pump station circular or rectangular in shape? -Can you safely access the pump station? You can use the following questions to select the appropriate method to use. Click on the green box to proceed to the appropriate calculation tab
Do you have the pump run time for the pump station? |  |  | This may be a counter on the pump station control panel, or could be found through the SCADA system
Do you know the pump flow rate or would be able to do a draw down test? |  |  | This may be found in the pump station O&M manual. If not available, a draw down test can be used to estimate the flow rate.
Is the pump station circular?
Is the pump station rectangular?
Proceed to Method 2A - Circular Pump Station
Proceed to Method 2B - Rectangular Pump Station
To clear data, click the button and press delete
Clear Inputs

## Method 1A
Small Wastewater Systems with a Transitional Authorization
Method 1 A - Historical Wastewater and Population Data - Using Census Data
Instructions 1. Type or select your Community name and System/Outfall Name. 2. Collect population data for the service area (based on census data) for the years flow data is available. Add to cells shaded grey 3. Estimate historical per person wastewater flows (spreadsheet generated) 4. Enter the current service population for the system, add to cells shaded grey. 5. Estimate current average day volumes (by quarter). (spreadsheet generated) The wastewater flow data is sourced from historical flow data submitted for WSER reporting. If required it can be accessed at: https://data-donnees.az.ec.gc.ca/data/substances/planinfrastruture/wastewater-systems-effluent-regulations-reported-data/Resaeu-Wser-surveillance-monitoring.xlsx If your system has multiple outfalls, the estimation method should be repeated for each outfall.
Step 1 | Community Name | - |  | You can select from dropdown on ii) Instructions page
| System/Outfall Name | - |  | This would be the system/outfall name used for ERRIS reporting
Step 2 | Input available census data (population)
|  | Population |  | This can be from census or tax based population data
2011
2016
2021
| Current Year |  |  | This is the current year for ERRIS reporting
What year does historical flow data start
| What year does historical flow data start | 2014
Step 3 | Calculate historical per person wastewater flows
| Year | Service Area Population
| 2014 | 0
| 2015 | 0
| 2016 | 0
| 2017 | 0
| 2018 | 0
| 2019 | 0
| 2020 | 0
| 2021 | 0
| 2022 | 0
| 2023 | 0
| 2024 | 0
| 2025 | 0
| 2026 | 0
| 2027 | 0
Historical Average Daily volume and per person flow by quarter
|  | Average Daily Volume (m³/d) | Average per person flow (m³/d/person)
Q1
Q2
Q3
Q4
Step 4 | Calculate current average daily volumes (by quarter) using current population
Current service area population
| Current Year | 0
Step 5 | Estimated totalized flow for system by quarter (m³) for reporting
| Q1 |  | m³
| Q2 |  | m³
| Q3 |  | m³
| Q4 |  | m³
| Annual Volume |  | m3 | Enter this value into ERRIS Annual Report for | 0
To clear data, click the button and press delete
Clear Inputs

## Form (hidden)
owner name dropdown | - | Select town name (you can type or select from dropdown list) |  | this sheet pulls from WSER Data (table)
system name dropdown | - | Select System name |  | this sheet automatically updates when the WSER Data (table) is updated. You just need to make sure you're copying new data into the WSER Data (table) as new table rows.
Once this is done, the table below will autopopulate
Facility Identification | Reporting Period | Owner Name | System Name | City | Province (English) | Owner Type (English) | Operator Type (English) | System Type (English) | Reporting Frequency (English) | Averaging Period (English) | Month | Average Daily Effluent Volume (m3) | Total volume of effluent deposited in cubic metres (m3) for averaging period | Total number of days effluent was deposited for averaging period | Average CBOD (mg/L) for averaging period | CBOD Limit | CBOD Compliance | Average suspended solids (mg/L) for averaging period | Suspended Solids Limit | Suspended Solids Compliance | Transitional Authorization (English) | Transitional Authorization (French) | Approval State (English)
0 | 0 | - | - | 0 | 0 | 0 | 0 | 0 | 0 | 0 | 0 | 0 | 0 | 0 | 0 | 0 | 0 | 0 | 0 | 0 | 0 | 0 | 0 | 0 | 0 | 0 | 0 | 0 | 0 | 0 | 0 | 0 | 0 | 0 | 0 | 0 | 0 | 0 | 0 | 0 | 0 | 0 | 0 | 0 | 0 | 0 | 0 | 0 | 0 | 0 | 0 | 0 | 0 | 0 | 0 | 0 | 0 | 0 | 0 | 0 | 0 | 0 | 0 | 0 | 0 | 0 | 0 | 0 | 0 | 0 | 0 | 0 | 0 | 0 | 0 | 0 | 0 | 0 | 0 | 0 | 0 | 0 | 0 | 0 | 0 | 0 | 0 | 0 | 0 | 0 | 0 | 0 | 0 | 0 | 0 | 0 | 0 | 0 | 0 | 0 | 0 | 0 | 0 | 0 | 0 | 0 | 0 | 0 | 0 | 0 | 0 | 0 | 0 | 0 | 0 | 0 | 0 | 0 | 0 | 0 | 0 | 0 | 0 | 0 | 0 | 0 | 0 | 0 | 0 | 0 | 0 | 0 | 0 | 0 | 0 | 0 | 0 | 0 | 0 | 0 | 0 | 0 | 0 | 0 | 0 | 0 | 0 | 0 | 0 | 0 | 0 | 0 | 0 | 0 | 0 | 0 | 0 | 0 | 0 | 0 | 0 | 0 | 0 | 0 | 0 | 0 | 0 | 0 | 0 | 0 | 0 | 0 | 0 | 0 | 0 | 0 | 0 | 0 | 0 | 0 | 0 | 0 | 0 | 0 | 0 | 0 | 0 | 0 | 0 | 0 | 0 | 0 | 0 | 0 | 0 | 0 | 0 | 0 | 0 | 0 | 0 | 0 | 0 | 0 | 0 | 0 | 0 | 0 | 0 | 0 | 0 | 0 | 0 | 0 | 0 | 0 | 0 | 0 | 0 | 0 | 0 | 0 | 0 | 0 | 0 | 0 | 0 | 0 | 0 | 0 | 0 | 0 | 0 | 0 | 0 | 0 | 0 | 0 | 0 | 0 | 0 | 0 | 0 | 0 | 0 | 0 | 0 | 0 | 0 | 0 | 0 | 0 | 0 | 0 | 0 | 0 | 0 | 0 | 0 | 0 | 0 | 0 | 0 | 0 | 0 | 0 | 0 | 0 | 0 | 0 | 0 | 0 | 0 | 0 | 0 | 0 | 0 | 0 | 0 | 0 | 0 | 0 | 0 | 0 | 0 | 0 | 0 | 0 | 0 | 0 | 0 | 0 | 0 | 0 | 0 | 0 | 0 | 0 | 0 | 0 | 0 | 0 | 0 | 0 | 0 | 0 | 0 | 0 | 0 | 0 | 0 | 0 | 0 | 0 | 0 | 0 | 0 | 0 | 0 | 0 | 0 | 0 | 0 | 0 | 0 | 0 | 0 | 0 | 0 | 0 | 0 | 0 | 0 | 0 | 0 | 0 | 0 | 0 | 0 | 0 | 0 | 0 | 0 | 0 | 0 | 0 | 0 | 0 | 0 | 0 | 0 | 0 | 0 | 0 | 0 | 0 | 0 | 0 | 0 | 0 | 0 | 0 | 0 | 0 | 0 | 0 | 0 | 0 | 0 | 0 | 0 | 0 | 0 | 0 | 0 | 0 | 0 | 0 | 0 | 0 | 0 | 0 | 0 | 0 | 0 | 0 | 0 | 0 | 0 | 0 | 0 | 0 | 0 | 0 | 0 | 0 | 0 | 0 | 0 | 0 | 0 | 0 | 0 | 0 | 0 | 0 | 0 | 0 | 0 | 0 | 0 | 0 | 0 | 0 | 0 | 0 | 0 | 0 | 0 | 0 | 0 | 0 | 0 | 0 | 0 | 0 | 0 | 0 | 0 | 0 | 0 | 0 | 0 | 0 | 0 | 0 | 0 | 0 | 0 | 0 | 0 | 0 | 0 | 0 | 0 | 0 | 0 | 0 | 0 | 0 | 0 | 0 | 0 | 0 | 0 | 0 | 0 | 0 | 0 | 0 | 0 | 0 | 0 | 0 | 0 | 0 | 0 | 0 | 0 | 0 | 0 | 0 | 0 | 0 | 0 | 0 | 0 | 0 | 0 | 0 | 0 | 0 | 0 | 0 | 0 | 0 | 0 | 0 | 0 | 0 | 0 | 0 | 0 | 0 | 0 | 0 | 0 | 0 | 0 | 0 | 0 | 0 | 0 | 0 | 0 | 0 | 0 | 0 | 0 | 0 | 0 | 0 | 0 | 0 | 0 | 0 | 0 | 0 | 0 | 0 | 0 | 0 | 0 | 0 | 0 | 0 | 0 | 0 | 0 | 0 | 0 | 0 | 0 | 0 | 0 | 0 | 0 | 0 | 0 | 0 | 0 | 0 | 0 | 0 | 0 | 0 | 0 | 0 | 0 | 0 | 0 | 0 | 0 | 0 | 0 | 0 | 0 | 0 | 0 | 0 | 0 | 0 | 0 | 0 | 0 | 0 | 0 | 0 | 0 | 0 | 0 | 0 | 0 | 0 | 0 | 0 | 0 | 0 | 0 | 0 | 0 | 0 | 0 | 0 | 0 | 0 | 0 | 0 | 0 | 0 | 0 | 0 | 0 | 0 | 0 | 0 | 0 | 0 | 0 | 0 | 0 | 0 | 0 | 0 | 0 | 0 | 0 | 0 | 0 | 0 | 0 | 0 | 0 | 0 | 0 | 0 | 0 | 0 | 0 | 0 | 0 | 0 | 0 | 0 | 0 | 0 | 0 | 0 | 0 | 0 | 0 | 0 | 0 | 0 | 0 | 0 | 0 | 0 | 0 | 0 | 0 | 0 | 0 | 0 | 0 | 0 | 0 | 0 | 0 | 0 | 0 | 0 | 0 | 0 | 0 | 0 | 0 | 0 | 0 | 0 | 0 | 0 | 0 | 0 | 0 | 0 | 0 | 0 | 0 | 0 | 0 | 0 | 0 | 0 | 0 | 0 | 0 | 0 | 0 | 0 | 0 | 0 | 0 | 0 | 0 | 0 | 0 | 0 | 0 | 0 | 0 | 0 | 0 | 0 | 0 | 0 | 0 | 0 | 0 | 0 | 0 | 0 | 0 | 0 | 0 | 0 | 0 | 0 | 0 | 0 | 0 | 0 | 0 | 0 | 0 | 0 | 0 | 0 | 0 | 0 | 0 | 0 | 0 | 0 | 0 | 0 | 0 | 0 | 0 | 0 | 0 | 0 | 0 | 0 | 0 | 0 | 0 | 0 | 0 | 0 | 0 | 0 | 0 | 0 | 0 | 0 | 0 | 0 | 0 | 0 | 0 | 0 | 0 | 0 | 0 | 0 | 0 | 0 | 0 | 0 | 0 | 0 | 0 | 0 | 0 | 0 | 0 | 0 | 0 | 0 | 0 | 0 | 0 | 0 | 0 | 0 | 0 | 0 | 0 | 0 | 0 | 0 | 0 | 0 | 0 | 0 | 0 | 0 | 0 | 0 | 0 | 0 | 0 | 0 | 0 | 0 | 0 | 0 | 0 | 0 | 0 | 0 | 0 | 0 | 0 | 0 | 0 | 0 | 0 | 0 | 0 | 0 | 0 | 0 | 0 | 0 | 0 | 0 | 0 | 0 | 0 | 0 | 0 | 0 | 0 | 0 | 0 | 0 | 0 | 0 | 0 | 0 | 0 | 0 | 0 | 0 | 0 | 0 | 0 | 0 | 0 | 0 | 0 | 0 | 0 | 0 | 0 | 0 | 0 | 0 | 0 | 0 | 0 | 0 | 0 | 0 | 0 | 0 | 0 | 0 | 0 | 0 | 0 | 0 | 0 | 0 | 0 | 0 | 0 | 0 | 0 | 0 | 0 | 0 | 0 | 0 | 0 | 0 | 0 | 0 | 0 | 0 | 0 | 0 | 0 | 0 | 0 | 0 | 0 | 0 | 0 | 0 | 0 | 0 | 0 | 0 | 0 | 0 | 0 | 0 | 0 | 0 | 0 | 0 | 0 | 0 | 0 | 0 | 0 | 0 | 0 | 0 | 0 | 0 | 0 | 0 | 0 | 0 | 0 | 0 | 0 | 0 | 0 | 0 | 0 | 0 | 0 | 0 | 0 | 0 | 0 | 0 | 0 | 0 | 0 | 0 | 0 | 0 | 0 | 0 | 0 | 0 | 0 | 0 | 0 | 0 | 0 | 0 | 0 | 0 | 0 | 0 | 0 | 0 | 0 | 0 | 0 | 0 | 0 | 0 | 0 | 0 | 0 | 0 | 0 | 0 | 0 | 0 | 0 | 0 | 0 | 0 | 0 | 0 | 0 | 0 | 0 | 0 | 0 | 0 | 0 | 0 | 0 | 0 | 0 | 0 | 0 | 0 | 0 | 0 | 0 | 0 | 0 | 0 | 0 | 0 | 0 | 0 | 0 | 0 | 0 | 0 | 0 | 0 | 0 | 0 | 0 | 0 | 0 | 0 | 0 | 0 | 0 | 0 | 0 | 0 | 0 | 0 | 0 | 0 | 0 | 0 | 0 | 0 | 0 | 0 | 0 | 0 | 0 | 0 | 0 | 0 | 0 | 0 | 0 | 0 | 0 | 0 | 0 | 0 | 0 | 0 | 0 | 0 | 0 | 0 | 0 | 0 | 0 | 0 | 0 | 0 | 0 | 0 | 0 | 0 | 0 | 0 | 0 | 0 | 0 | 0 | 0 | 0 | 0 | 0 | 0 | 0 | 0 | 0 | 0 | 0 | 0 | 0 | 0 | 0 | 0 | 0 | 0 | 0 | 0 | 0 | 0 | 0 | 0 | 0 | 0 | 0 | 0 | 0 | 0 | 0 | 0 | 0 | 0 | 0 | 0 | 0 | 0 | 0 | 0 | 0 | 0 | 0 | 0 | 0 | 0 | 0 | 0 | 0 | 0 | 0 | 0 | 0 | 0 | 0 | 0 | 0 | 0 | 0 | 0 | 0 | 0 | 0 | 0 | 0 | 0 | 0 | 0 | 0 | 0 | 0 | 0 | 0 | 0 | 0 | 0 | 0 | 0 | 0 | 0 | 0 | 0 | 0 | 0 | 0 | 0 | 0 | 0 | 0 | 0 | 0 | 0 | 0 | 0 | 0 | 0 | 0 | 0 | 0 | 0 | 0 | 0 | 0 | 0 | 0 | 0 | 0 | 0 | 0 | 0 | 0 | 0 | 0 | 0 | 0 | 0 | 0 | 0 | 0 | 0 | 0 | 0 | 0 | 0 | 0 | 0 | 0 | 0 | 0 | 0 | 0 | 0 | 0 | 0 | 0 | 0 | 0 | 0 | 0 | 0 | 0 | 0 | 0 | 0 | 0 | 0 | 0 | 0 | 0 | 0 | 0 | 0 | 0 | 0 | 0 | 0 | 0 | 0 | 0 | 0 | 0 | 0 | 0 | 0 | 0 | 0 | 0 | 0 | 0 | 0 | 0 | 0 | 0 | 0 | 0 | 0 | 0 | 0 | 0 | 0 | 0 | 0 | 0 | 0 | 0 | 0 | 0 | 0 | 0 | 0 | 0 | 0 | 0 | 0 | 0 | 0 | 0 | 0 | 0 | 0 | 0 | 0 | 0 | 0 | 0 | 0 | 0 | 0 | 0 | 0 | 0 | 0 | 0 | 0 | 0 | 0 | 0 | 0 | 0 | 0 | 0 | 0 | 0 | 0 | 0 | 0 | 0 | 0 | 0 | 0 | 0 | 0 | 0 | 0 | 0 | 0 | 0 | 0 | 0 | 0 | 0 | 0 | 0 | 0 | 0 | 0 | 0 | 0 | 0 | 0 | 0 | 0 | 0 | 0 | 0 | 0 | 0 | 0 | 0 | 0 | 0 | 0 | 0 | 0 | 0 | 0 | 0 | 0 | 0 | 0 | 0 | 0 | 0 | 0 | 0 | 0 | 0 | 0 | 0 | 0 | 0 | 0 | 0 | 0 | 0 | 0 | 0 | 0 | 0 | 0 | 0 | 0 | 0 | 0 | 0 | 0 | 0 | 0 | 0 | 0 | 0 | 0 | 0 | 0 | 0 | 0 | 0 | 0 | 0 | 0 | 0 | 0 | 0 | 0 | 0 | 0 | 0 | 0 | 0 | 0 | 0 | 0 | 0 | 0 | 0 | 0 | 0 | 0 | 0 | 0 | 0 | 0 | 0 | 0 | 0 | 0 | 0 | 0 | 0 | 0 | 0 | 0 | 0 | 0 | 0 | 0 | 0 | 0 | 0 | 0 | 0 | 0 | 0 | 0 | 0 | 0 | 0 | 0 | 0 | 0 | 0 | 0 | 0 | 0 | 0 | 0 | 0 | 0 | 0 | 0 | 0 | 0 | 0 | 0 | 0 | 0 | 0 | 0 | 0 | 0 | 0 | 0 | 0 | 0 | 0 | 0 | 0 | 0 | 0 | 0 | 0 | 0 | 0 | 0 | 0 | 0 | 0 | 0 | 0 | 0 | 0 | 0 | 0 | 0 | 0 | 0 | 0 | 0 | 0 | 0 | 0 | 0 | 0 | 0 | 0 | 0 | 0 | 0 | 0 | 0 | 0 | 0 | 0 | 0 | 0 | 0 | 0 | 0 | 0 | 0 | 0 | 0 | 0 | 0 | 0 | 0 | 0 | 0 | 0 | 0 | 0 | 0 | 0 | 0 | 0 | 0 | 0 | 0 | 0 | 0 | 0 | 0 | 0 | 0 | 0 | 0 | 0 | 0 | 0 | 0 | 0 | 0 | 0 | 0 | 0 | 0 | 0 | 0 | 0 | 0 | 0 | 0 | 0 | 0 | 0 | 0 | 0 | 0 | 0 | 0 | 0 | 0 | 0 | 0 | 0 | 0 | 0 | 0 | 0 | 0 | 0 | 0 | 0 | 0 | 0 | 0 | 0 | 0 | 0 | 0 | 0 | 0 | 0 | 0 | 0 | 0 | 0 | 0 | 0 | 0 | 0 | 0 | 0 | 0 | 0 | 0 | 0 | 0 | 0 | 0 | 0 | 0 | 0 | 0 | 0 | 0 | 0 | 0 | 0 | 0 | 0 | 0 | 0 | 0 | 0 | 0 | 0 | 0 | 0 | 0 | 0 | 0 | 0 | 0 | 0 | 0 | 0 | 0 | 0 | 0 | 0 | 0 | 0 | 0 | 0 | 0 | 0 | 0 | 0 | 0 | 0 | 0 | 0 | 0 | 0 | 0 | 0 | 0 | 0 | 0 | 0 | 0 | 0 | 0 | 0 | 0 | 0 | 0 | 0 | 0 | 0 | 0 | 0 | 0 | 0 | 0 | 0 | 0 | 0 | 0 | 0 | 0 | 0 | 0 | 0 | 0 | 0 | 0 | 0 | 0 | 0 | 0 | 0 | 0 | 0 | 0 | 0 | 0 | 0 | 0 | 0 | 0 | 0 | 0 | 0 | 0 | 0 | 0 | 0 | 0 | 0 | 0 | 0 | 0 | 0 | 0 | 0 | 0 | 0 | 0 | 0 | 0 | 0 | 0 | 0 | 0 | 0 | 0 | 0 | 0 | 0 | 0 | 0 | 0 | 0 | 0 | 0 | 0 | 0 | 0 | 0 | 0 | 0 | 0 | 0 | 0 | 0 | 0 | 0 | 0 | 0 | 0 | 0 | 0 | 0 | 0 | 0 | 0 | 0 | 0 | 0 | 0 | 0 | 0 | 0 | 0 | 0 | 0 | 0 | 0 | 0 | 0 | 0 | 0 | 0 | 0 | 0 | 0 | 0 | 0 | 0 | 0 | 0 | 0 | 0 | 0 | 0 | 0 | 0 | 0 | 0 | 0 | 0 | 0 | 0 | 0 | 0 | 0 | 0 | 0 | 0 | 0 | 0 | 0 | 0 | 0 | 0 | 0 | 0 | 0 | 0 | 0 | 0 | 0 | 0 | 0 | 0 | 0 | 0 | 0 | 0 | 0 | 0 | 0 | 0 | 0 | 0 | 0 | 0 | 0 | 0 | 0 | 0 | 0 | 0 | 0 | 0 | 0 | 0 | 0 | 0 | 0 | 0 | 0 | 0 | 0 | 0 | 0 | 0 | 0 | 0 | 0 | 0 | 0 | 0 | 0 | 0 | 0 | 0 | 0 | 0 | 0 | 0 | 0 | 0 | 0 | 0 | 0 | 0 | 0 | 0 | 0 | 0 | 0 | 0 | 0 | 0 | 0 | 0 | 0 | 0 | 0 | 0 | 0 | 0 | 0 | 0 | 0 | 0 | 0 | 0 | 0 | 0 | 0 | 0 | 0 | 0 | 0 | 0 | 0 | 0 | 0 | 0 | 0 | 0 | 0 | 0 | 0 | 0 | 0 | 0 | 0 | 0 | 0 | 0 | 0 | 0 | 0 | 0 | 0 | 0 | 0 | 0 | 0 | 0 | 0 | 0 | 0 | 0 | 0 | 0 | 0 | 0 | 0 | 0 | 0 | 0 | 0 | 0 | 0 | 0 | 0 | 0 | 0 | 0 | 0 | 0 | 0 | 0 | 0 | 0 | 0 | 0 | 0 | 0 | 0 | 0 | 0 | 0 | 0 | 0 | 0 | 0 | 0 | 0 | 0 | 0 | 0 | 0 | 0 | 0 | 0 | 0 | 0 | 0 | 0 | 0 | 0 | 0 | 0 | 0 | 0 | 0 | 0 | 0 | 0 | 0 | 0 | 0 | 0 | 0 | 0 | 0 | 0 | 0 | 0 | 0 | 0 | 0 | 0 | 0 | 0 | 0 | 0 | 0 | 0 | 0 | 0 | 0 | 0 | 0 | 0 | 0 | 0 | 0 | 0 | 0 | 0 | 0 | 0 | 0 | 0 | 0 | 0 | 0 | 0 | 0 | 0 | 0 | 0 | 0 | 0 | 0 | 0 | 0 | 0 | 0 | 0 | 0 | 0 | 0 | 0 | 0 | 0 | 0 | 0 | 0 | 0 | 0 | 0 | 0 | 0 | 0 | 0 | 0 | 0 | 0 | 0 | 0 | 0 | 0 | 0 | 0 | 0 | 0 | 0 | 0 | 0 | 0 | 0 | 0 | 0 | 0 | 0 | 0 | 0 | 0 | 0 | 0 | 0 | 0 | 0 | 0 | 0 | 0 | 0 | 0 | 0 | 0 | 0 | 0 | 0 | 0 | 0 | 0 | 0 | 0 | 0 | 0 | 0 | 0 | 0 | 0 | 0 | 0 | 0 | 0 | 0 | 0 | 0 | 0 | 0 | 0 | 0 | 0 | 0 | 0 | 0 | 0 | 0 | 0 | 0 | 0 | 0 | 0 | 0 | 0 | 0 | 0 | 0 | 0 | 0 | 0 | 0 | 0 | 0 | 0 | 0 | 0 | 0 | 0 | 0 | 0 | 0 | 0 | 0 | 0 | 0 | 0 | 0 | 0 | 0 | 0 | 0 | 0 | 0 | 0 | 0 | 0 | 0 | 0 | 0 | 0 | 0 | 0 | 0 | 0 | 0 | 0 | 0 | 0 | 0 | 0 | 0 | 0 | 0 | 0 | 0 | 0 | 0 | 0 | 0 | 0 | 0 | 0 | 0 | 0 | 0 | 0 | 0 | 0 | 0 | 0 | 0 | 0 | 0 | 0 | 0 | 0 | 0 | 0 | 0 | 0 | 0 | 0 | 0 | 0 | 0 | 0 | 0 | 0 | 0 | 0 | 0 | 0 | 0 | 0 | 0 | 0 | 0 | 0 | 0 | 0 | 0 | 0 | 0 | 0 | 0 | 0 | 0 | 0 | 0 | 0 | 0 | 0 | 0 | 0 | 0 | 0 | 0 | 0 | 0 | 0 | 0 | 0 | 0 | 0 | 0 | 0 | 0 | 0 | 0 | 0 | 0 | 0 | 0 | 0 | 0 | 0 | 0 | 0 | 0 | 0 | 0 | 0 | 0 | 0 | 0 | 0 | 0 | 0 | 0 | 0 | 0 | 0 | 0 | 0 | 0 | 0 | 0 | 0 | 0 | 0 | 0 | 0 | 0 | 0 | 0 | 0 | 0 | 0 | 0 | 0 | 0 | 0 | 0 | 0 | 0 | 0 | 0 | 0 | 0 | 0 | 0 | 0 | 0 | 0 | 0 | 0 | 0 | 0 | 0 | 0 | 0 | 0 | 0 | 0 | 0 | 0 | 0 | 0 | 0 | 0 | 0 | 0 | 0 | 0 | 0 | 0 | 0 | 0 | 0 | 0 | 0 | 0 | 0 | 0 | 0 | 0 | 0 | 0 | 0 | 0 | 0 | 0 | 0 | 0 | 0 | 0 | 0 | 0 | 0 | 0 | 0 | 0 | 0 | 0 | 0 | 0 | 0 | 0 | 0 | 0 | 0 | 0 | 0 | 0 | 0 | 0 | 0 | 0 | 0 | 0 | 0 | 0 | 0 | 0 | 0 | 0 | 0 | 0 | 0 | 0 | 0 | 0 | 0 | 0 | 0 | 0 | 0 | 0 | 0 | 0 | 0 | 0 | 0 | 0 | 0 | 0 | 0 | 0 | 0 | 0 | 0 | 0 | 0 | 0 | 0 | 0 | 0 | 0 | 0 | 0 | 0 | 0 | 0 | 0 | 0 | 0 | 0 | 0 | 0 | 0 | 0 | 0 | 0 | 0 | 0 | 0 | 0 | 0 | 0 | 0 | 0 | 0 | 0 | 0 | 0 | 0 | 0 | 0 | 0 | 0 | 0 | 0 | 0 | 0 | 0 | 0 | 0 | 0 | 0 | 0 | 0 | 0 | 0 | 0 | 0 | 0 | 0 | 0 | 0 | 0 | 0 | 0 | 0 | 0 | 0 | 0 | 0 | 0 | 0 | 0 | 0 | 0 | 0 | 0 | 0 | 0 | 0 | 0 | 0 | 0 | 0 | 0 | 0 | 0 | 0 | 0 | 0 | 0 | 0 | 0 | 0 | 0 | 0 | 0 | 0 | 0 | 0 | 0 | 0 | 0 | 0 | 0 | 0 | 0 | 0 | 0 | 0 | 0 | 0 | 0 | 0 | 0 | 0 | 0 | 0 | 0 | 0 | 0 | 0 | 0 | 0 | 0 | 0 | 0 | 0 | 0 | 0 | 0 | 0 | 0 | 0 | 0 | 0 | 0 | 0 | 0 | 0 | 0 | 0 | 0 | 0 | 0 | 0 | 0 | 0 | 0 | 0 | 0 | 0 | 0 | 0 | 0 | 0 | 0 | 0 | 0 | 0 | 0 | 0 | 0 | 0 | 0 | 0 | 0 | 0 | 0 | 0 | 0 | 0 | 0 | 0 | 0 | 0 | 0 | 0 | 0 | 0 | 0 | 0 | 0 | 0 | 0 | 0 | 0 | 0 | 0 | 0 | 0 | 0 | 0 | 0 | 0 | 0 | 0 | 0 | 0 | 0 | 0 | 0 | 0 | 0 | 0 | 0 | 0 | 0 | 0 | 0 | 0 | 0 | 0 | 0 | 0 | 0 | 0 | 0 | 0 | 0 | 0 | 0 | 0 | 0 | 0 | 0 | 0 | 0 | 0 | 0 | 0 | 0 | 0 | 0 | 0 | 0 | 0 | 0 | 0 | 0 | 0 | 0 | 0 | 0 | 0 | 0 | 0 | 0 | 0 | 0 | 0 | 0 | 0 | 0 | 0 | 0 | 0 | 0 | 0 | 0 | 0 | 0 | 0 | 0 | 0 | 0 | 0 | 0 | 0 | 0 | 0 | 0 | 0 | 0 | 0 | 0 | 0 | 0 | 0 | 0 | 0 | 0 | 0 | 0 | 0 | 0 | 0 | 0 | 0 | 0 | 0 | 0 | 0 | 0 | 0 | 0 | 0 | 0 | 0 | 0 | 0 | 0 | 0 | 0 | 0 | 0 | 0 | 0 | 0 | 0 | 0 | 0 | 0 | 0 | 0 | 0 | 0 | 0 | 0 | 0 | 0 | 0 | 0 | 0 | 0 | 0 | 0 | 0 | 0 | 0 | 0 | 0 | 0 | 0 | 0 | 0 | 0 | 0 | 0 | 0 | 0 | 0 | 0 | 0 | 0 | 0 | 0 | 0 | 0 | 0 | 0 | 0 | 0 | 0 | 0 | 0 | 0 | 0 | 0 | 0 | 0 | 0 | 0 | 0 | 0 | 0 | 0 | 0 | 0 | 0 | 0 | 0 | 0 | 0 | 0 | 0 | 0 | 0 | 0 | 0 | 0 | 0 | 0 | 0 | 0 | 0 | 0 | 0 | 0 | 0 | 0 | 0 | 0 | 0 | 0 | 0 | 0 | 0 | 0 | 0 | 0 | 0 | 0 | 0 | 0 | 0 | 0 | 0 | 0 | 0 | 0 | 0 | 0 | 0 | 0 | 0 | 0 | 0 | 0 | 0 | 0 | 0 | 0 | 0 | 0 | 0 | 0 | 0 | 0 | 0 | 0 | 0 | 0 | 0 | 0 | 0 | 0 | 0 | 0 | 0 | 0 | 0 | 0 | 0 | 0 | 0 | 0 | 0 | 0 | 0 | 0 | 0 | 0 | 0 | 0 | 0 | 0 | 0 | 0 | 0 | 0 | 0 | 0 | 0 | 0 | 0 | 0 | 0 | 0 | 0 | 0 | 0 | 0 | 0 | 0 | 0 | 0 | 0 | 0 | 0 | 0 | 0 | 0 | 0 | 0 | 0 | 0 | 0 | 0 | 0 | 0 | 0 | 0 | 0 | 0 | 0 | 0 | 0 | 0 | 0 | 0 | 0 | 0 | 0 | 0 | 0 | 0 | 0 | 0 | 0 | 0 | 0 | 0 | 0 | 0 | 0 | 0 | 0 | 0 | 0 | 0 | 0 | 0 | 0 | 0 | 0 | 0 | 0 | 0 | 0 | 0 | 0 | 0 | 0 | 0 | 0 | 0 | 0 | 0 | 0 | 0 | 0 | 0 | 0 | 0 | 0 | 0 | 0 | 0 | 0 | 0 | 0 | 0 | 0 | 0 | 0 | 0 | 0 | 0 | 0 | 0 | 0 | 0 | 0 | 0 | 0 | 0 | 0 | 0 | 0 | 0 | 0 | 0 | 0 | 0 | 0 | 0 | 0 | 0 | 0 | 0 | 0 | 0 | 0 | 0 | 0 | 0 | 0 | 0 | 0 | 0 | 0 | 0 | 0 | 0 | 0 | 0 | 0 | 0 | 0 | 0 | 0 | 0 | 0 | 0 | 0 | 0 | 0 | 0 | 0 | 0 | 0 | 0 | 0 | 0 | 0 | 0 | 0 | 0 | 0 | 0 | 0 | 0 | 0 | 0 | 0 | 0 | 0 | 0 | 0 | 0 | 0 | 0 | 0 | 0 | 0 | 0 | 0 | 0 | 0 | 0 | 0 | 0 | 0 | 0 | 0 | 0 | 0 | 0 | 0 | 0 | 0 | 0 | 0 | 0 | 0 | 0 | 0 | 0 | 0 | 0 | 0 | 0 | 0 | 0 | 0 | 0 | 0 | 0 | 0 | 0 | 0 | 0 | 0 | 0 | 0 | 0 | 0 | 0 | 0 | 0 | 0 | 0 | 0 | 0 | 0 | 0 | 0 | 0 | 0 | 0 | 0 | 0 | 0 | 0 | 0 | 0 | 0 | 0 | 0 | 0 | 0 | 0 | 0 | 0 | 0 | 0 | 0 | 0 | 0 | 0 | 0 | 0 | 0 | 0 | 0 | 0 | 0 | 0 | 0 | 0 | 0 | 0 | 0 | 0 | 0 | 0 | 0 | 0 | 0 | 0 | 0 | 0 | 0 | 0 | 0 | 0 | 0 | 0 | 0 | 0 | 0 | 0 | 0 | 0 | 0 | 0 | 0 | 0 | 0 | 0 | 0 | 0 | 0 | 0 | 0 | 0 | 0 | 0 | 0 | 0 | 0 | 0 | 0 | 0 | 0 | 0 | 0 | 0 | 0 | 0 | 0 | 0 | 0 | 0 | 0 | 0 | 0 | 0 | 0 | 0 | 0 | 0 | 0 | 0 | 0 | 0 | 0 | 0 | 0 | 0 | 0 | 0 | 0 | 0 | 0 | 0 | 0 | 0 | 0 | 0 | 0 | 0 | 0 | 0 | 0 | 0 | 0 | 0 | 0 | 0 | 0 | 0 | 0 | 0 | 0 | 0 | 0 | 0 | 0 | 0 | 0 | 0 | 0 | 0 | 0 | 0 | 0 | 0 | 0 | 0 | 0 | 0 | 0 | 0 | 0 | 0 | 0 | 0 | 0 | 0 | 0 | 0 | 0 | 0 | 0 | 0 | 0 | 0 | 0 | 0 | 0 | 0 | 0 | 0 | 0 | 0 | 0 | 0 | 0 | 0 | 0 | 0 | 0 | 0 | 0 | 0 | 0 | 0 | 0 | 0 | 0 | 0 | 0 | 0 | 0 | 0 | 0 | 0 | 0 | 0 | 0 | 0 | 0 | 0 | 0 | 0 | 0 | 0 | 0 | 0 | 0 | 0 | 0 | 0 | 0 | 0 | 0 | 0 | 0 | 0 | 0 | 0 | 0 | 0 | 0 | 0 | 0 | 0 | 0 | 0 | 0 | 0 | 0 | 0 | 0 | 0 | 0 | 0 | 0 | 0 | 0 | 0 | 0 | 0 | 0 | 0 | 0 | 0 | 0 | 0 | 0 | 0 | 0 | 0 | 0 | 0 | 0 | 0 | 0 | 0 | 0 | 0 | 0 | 0 | 0 | 0 | 0 | 0 | 0 | 0 | 0 | 0 | 0 | 0 | 0 | 0 | 0 | 0 | 0 | 0 | 0 | 0 | 0 | 0 | 0 | 0 | 0 | 0 | 0 | 0 | 0 | 0 | 0 | 0 | 0 | 0 | 0 | 0 | 0 | 0 | 0 | 0 | 0 | 0 | 0 | 0 | 0 | 0 | 0 | 0 | 0 | 0 | 0 | 0 | 0 | 0 | 0 | 0 | 0 | 0 | 0 | 0 | 0 | 0 | 0 | 0 | 0 | 0 | 0 | 0 | 0 | 0 | 0 | 0 | 0 | 0 | 0 | 0 | 0 | 0 | 0 | 0 | 0 | 0 | 0 | 0 | 0 | 0 | 0 | 0 | 0 | 0 | 0 | 0 | 0 | 0 | 0 | 0 | 0 | 0 | 0 | 0 | 0 | 0 | 0 | 0 | 0 | 0 | 0 | 0 | 0 | 0 | 0 | 0 | 0 | 0 | 0 | 0 | 0 | 0 | 0 | 0 | 0 | 0 | 0 | 0 | 0 | 0 | 0 | 0 | 0 | 0 | 0 | 0 | 0 | 0 | 0 | 0 | 0 | 0 | 0 | 0 | 0 | 0 | 0 | 0 | 0 | 0 | 0 | 0 | 0 | 0 | 0 | 0 | 0 | 0 | 0 | 0 | 0 | 0 | 0 | 0 | 0 | 0 | 0 | 0 | 0 | 0 | 0 | 0 | 0 | 0 | 0 | 0 | 0 | 0 | 0 | 0 | 0 | 0 | 0 | 0 | 0 | 0 | 0 | 0 | 0 | 0 | 0 | 0 | 0 | 0 | 0 | 0 | 0 | 0 | 0 | 0 | 0 | 0 | 0 | 0 | 0 | 0 | 0 | 0 | 0 | 0 | 0 | 0 | 0 | 0 | 0 | 0 | 0 | 0 | 0 | 0 | 0 | 0 | 0 | 0 | 0 | 0 | 0 | 0 | 0 | 0 | 0 | 0 | 0 | 0 | 0 | 0 | 0 | 0 | 0 | 0 | 0 | 0 | 0 | 0 | 0 | 0 | 0 | 0 | 0 | 0 | 0 | 0 | 0 | 0 | 0 | 0 | 0 | 0 | 0 | 0 | 0 | 0 | 0 | 0 | 0 | 0 | 0 | 0 | 0 | 0 | 0 | 0 | 0 | 0 | 0 | 0 | 0 | 0 | 0 | 0 | 0 | 0 | 0 | 0 | 0 | 0 | 0 | 0 | 0 | 0 | 0 | 0 | 0 | 0 | 0 | 0 | 0 | 0 | 0 | 0 | 0 | 0 | 0 | 0 | 0 | 0 | 0 | 0 | 0 | 0 | 0 | 0 | 0 | 0 | 0 | 0 | 0 | 0 | 0 | 0 | 0 | 0 | 0 | 0 | 0 | 0 | 0 | 0 | 0 | 0 | 0 | 0 | 0 | 0 | 0 | 0 | 0 | 0 | 0 | 0 | 0 | 0 | 0 | 0 | 0 | 0 | 0 | 0 | 0 | 0 | 0 | 0 | 0 | 0 | 0 | 0 | 0 | 0 | 0 | 0 | 0 | 0 | 0 | 0 | 0 | 0 | 0 | 0 | 0 | 0 | 0 | 0 | 0 | 0 | 0 | 0 | 0 | 0 | 0 | 0 | 0 | 0 | 0 | 0 | 0 | 0 | 0 | 0 | 0 | 0 | 0 | 0 | 0 | 0 | 0 | 0 | 0 | 0 | 0 | 0 | 0 | 0 | 0 | 0 | 0 | 0 | 0 | 0 | 0 | 0 | 0 | 0 | 0 | 0 | 0 | 0 | 0 | 0 | 0 | 0 | 0 | 0 | 0 | 0 | 0 | 0 | 0 | 0 | 0 | 0 | 0 | 0 | 0 | 0 | 0 | 0 | 0 | 0 | 0 | 0 | 0 | 0 | 0 | 0 | 0 | 0 | 0 | 0 | 0 | 0 | 0 | 0 | 0 | 0 | 0 | 0 | 0 | 0 | 0 | 0 | 0 | 0 | 0 | 0 | 0 | 0 | 0 | 0 | 0 | 0 | 0 | 0 | 0 | 0 | 0 | 0 | 0 | 0 | 0 | 0 | 0 | 0 | 0 | 0 | 0 | 0 | 0 | 0 | 0 | 0 | 0 | 0 | 0 | 0 | 0 | 0 | 0 | 0 | 0 | 0 | 0 | 0 | 0 | 0 | 0 | 0 | 0 | 0 | 0 | 0 | 0 | 0 | 0 | 0 | 0 | 0 | 0 | 0 | 0 | 0 | 0 | 0 | 0 | 0 | 0 | 0 | 0 | 0 | 0 | 0 | 0 | 0 | 0 | 0 | 0 | 0 | 0 | 0 | 0 | 0 | 0 | 0 | 0 | 0 | 0 | 0 | 0 | 0 | 0 | 0 | 0 | 0 | 0 | 0 | 0 | 0 | 0 | 0 | 0 | 0 | 0 | 0 | 0 | 0 | 0 | 0 | 0 | 0 | 0 | 0 | 0 | 0 | 0 | 0 | 0 | 0 | 0 | 0 | 0 | 0 | 0 | 0 | 0 | 0 | 0 | 0 | 0 | 0 | 0 | 0 | 0 | 0 | 0 | 0 | 0 | 0 | 0 | 0 | 0 | 0 | 0 | 0 | 0 | 0 | 0 | 0 | 0 | 0 | 0 | 0 | 0 | 0 | 0 | 0 | 0 | 0 | 0 | 0 | 0 | 0 | 0 | 0 | 0 | 0 | 0 | 0 | 0 | 0 | 0 | 0 | 0 | 0 | 0 | 0 | 0 | 0 | 0 | 0 | 0 | 0 | 0 | 0 | 0 | 0 | 0 | 0 | 0 | 0 | 0 | 0 | 0 | 0 | 0 | 0 | 0 | 0 | 0 | 0 | 0 | 0 | 0 | 0 | 0 | 0 | 0 | 0 | 0 | 0 | 0 | 0 | 0 | 0 | 0 | 0 | 0 | 0 | 0 | 0 | 0 | 0 | 0 | 0 | 0 | 0 | 0 | 0 | 0 | 0 | 0 | 0 | 0 | 0 | 0 | 0 | 0 | 0 | 0 | 0 | 0 | 0 | 0 | 0 | 0 | 0 | 0 | 0 | 0 | 0 | 0 | 0 | 0 | 0 | 0 | 0 | 0 | 0 | 0 | 0 | 0 | 0 | 0 | 0 | 0 | 0 | 0 | 0 | 0 | 0 | 0 | 0 | 0 | 0 | 0 | 0 | 0 | 0 | 0 | 0 | 0 | 0 | 0 | 0 | 0 | 0 | 0 | 0 | 0 | 0 | 0 | 0 | 0 | 0 | 0 | 0 | 0 | 0 | 0 | 0 | 0 | 0 | 0 | 0 | 0 | 0 | 0 | 0 | 0 | 0 | 0 | 0 | 0 | 0 | 0 | 0 | 0 | 0 | 0 | 0 | 0 | 0 | 0 | 0 | 0 | 0 | 0 | 0 | 0 | 0 | 0 | 0 | 0 | 0 | 0 | 0 | 0 | 0 | 0 | 0 | 0 | 0 | 0 | 0 | 0 | 0 | 0 | 0 | 0 | 0 | 0 | 0 | 0 | 0 | 0 | 0 | 0 | 0 | 0 | 0 | 0 | 0 | 0 | 0 | 0 | 0 | 0 | 0 | 0 | 0 | 0 | 0 | 0 | 0 | 0 | 0 | 0 | 0 | 0 | 0 | 0 | 0 | 0 | 0 | 0 | 0 | 0 | 0 | 0 | 0 | 0 | 0 | 0 | 0 | 0 | 0 | 0 | 0 | 0 | 0 | 0 | 0 | 0 | 0 | 0 | 0 | 0 | 0 | 0 | 0 | 0 | 0 | 0 | 0 | 0 | 0 | 0 | 0 | 0 | 0 | 0 | 0 | 0 | 0 | 0 | 0 | 0 | 0 | 0 | 0 | 0 | 0 | 0 | 0 | 0 | 0 | 0 | 0 | 0 | 0 | 0 | 0 | 0 | 0 | 0 | 0 | 0 | 0 | 0 | 0 | 0 | 0 | 0 | 0 | 0 | 0 | 0 | 0 | 0 | 0 | 0 | 0 | 0 | 0 | 0 | 0 | 0 | 0 | 0 | 0 | 0 | 0 | 0 | 0 | 0 | 0 | 0 | 0 | 0 | 0 | 0 | 0 | 0 | 0 | 0 | 0 | 0 | 0 | 0 | 0 | 0 | 0 | 0 | 0 | 0 | 0 | 0 | 0 | 0 | 0 | 0 | 0 | 0 | 0 | 0 | 0 | 0 | 0 | 0 | 0 | 0 | 0 | 0 | 0 | 0 | 0 | 0 | 0 | 0 | 0 | 0 | 0 | 0 | 0 | 0 | 0 | 0 | 0 | 0 | 0 | 0 | 0 | 0 | 0 | 0 | 0 | 0 | 0 | 0 | 0 | 0 | 0 | 0 | 0 | 0 | 0 | 0 | 0 | 0 | 0 | 0 | 0 | 0 | 0 | 0 | 0 | 0 | 0 | 0 | 0 | 0 | 0 | 0 | 0 | 0 | 0 | 0 | 0 | 0 | 0 | 0 | 0 | 0 | 0 | 0 | 0 | 0 | 0 | 0 | 0 | 0 | 0 | 0 | 0 | 0 | 0 | 0 | 0 | 0 | 0 | 0 | 0 | 0 | 0 | 0 | 0 | 0 | 0 | 0 | 0 | 0 | 0 | 0 | 0 | 0 | 0 | 0 | 0 | 0 | 0 | 0 | 0 | 0 | 0 | 0 | 0 | 0 | 0 | 0 | 0 | 0 | 0 | 0 | 0 | 0 | 0 | 0 | 0 | 0 | 0 | 0 | 0 | 0 | 0 | 0 | 0 | 0 | 0 | 0 | 0 | 0 | 0 | 0 | 0 | 0 | 0 | 0 | 0 | 0 | 0 | 0 | 0 | 0 | 0 | 0 | 0 | 0 | 0 | 0 | 0 | 0 | 0 | 0 | 0 | 0 | 0 | 0 | 0 | 0 | 0 | 0 | 0 | 0 | 0 | 0 | 0 | 0 | 0 | 0 | 0 | 0 | 0 | 0 | 0 | 0 | 0 | 0 | 0 | 0 | 0 | 0 | 0 | 0 | 0 | 0 | 0 | 0 | 0 | 0 | 0 | 0 | 0 | 0 | 0 | 0 | 0 | 0 | 0 | 0 | 0 | 0 | 0 | 0 | 0 | 0 | 0 | 0 | 0 | 0 | 0 | 0 | 0 | 0 | 0 | 0 | 0 | 0 | 0 | 0 | 0 | 0 | 0 | 0 | 0 | 0 | 0 | 0 | 0 | 0 | 0 | 0 | 0 | 0 | 0 | 0 | 0 | 0 | 0 | 0 | 0 | 0 | 0 | 0 | 0 | 0 | 0 | 0 | 0 | 0 | 0 | 0 | 0 | 0 | 0 | 0 | 0 | 0 | 0 | 0 | 0 | 0 | 0 | 0 | 0 | 0 | 0 | 0 | 0 | 0 | 0 | 0 | 0 | 0 | 0 | 0 | 0 | 0 | 0 | 0 | 0 | 0 | 0 | 0 | 0 | 0 | 0 | 0 | 0 | 0 | 0 | 0 | 0 | 0 | 0 | 0 | 0 | 0 | 0 | 0 | 0 | 0 | 0 | 0 | 0 | 0 | 0 | 0 | 0 | 0 | 0 | 0 | 0 | 0 | 0 | 0 | 0 | 0 | 0 | 0 | 0 | 0 | 0 | 0 | 0 | 0 | 0 | 0 | 0 | 0 | 0 | 0 | 0 | 0 | 0 | 0 | 0 | 0 | 0 | 0 | 0 | 0 | 0 | 0 | 0 | 0 | 0 | 0 | 0 | 0 | 0 | 0 | 0 | 0 | 0 | 0 | 0 | 0 | 0 | 0 | 0 | 0 | 0 | 0 | 0 | 0 | 0 | 0 | 0 | 0 | 0 | 0 | 0 | 0 | 0 | 0 | 0 | 0 | 0 | 0 | 0 | 0 | 0 | 0 | 0 | 0 | 0 | 0 | 0 | 0 | 0 | 0 | 0 | 0 | 0 | 0 | 0 | 0 | 0 | 0 | 0 | 0 | 0 | 0 | 0 | 0 | 0 | 0 | 0 | 0 | 0 | 0 | 0 | 0 | 0 | 0 | 0 | 0 | 0 | 0 | 0 | 0 | 0 | 0 | 0 | 0 | 0 | 0 | 0 | 0 | 0 | 0 | 0 | 0 | 0 | 0 | 0 | 0 | 0 | 0 | 0 | 0 | 0 | 0 | 0 | 0 | 0 | 0 | 0 | 0 | 0 | 0 | 0 | 0 | 0 | 0 | 0 | 0 | 0 | 0 | 0 | 0 | 0 | 0 | 0 | 0 | 0 | 0 | 0 | 0 | 0 | 0 | 0 | 0 | 0 | 0 | 0 | 0 | 0 | 0 | 0 | 0 | 0 | 0 | 0 | 0 | 0 | 0 | 0 | 0 | 0 | 0 | 0 | 0 | 0 | 0 | 0 | 0 | 0 | 0 | 0 | 0 | 0 | 0 | 0 | 0 | 0 | 0 | 0 | 0 | 0 | 0 | 0 | 0 | 0 | 0 | 0 | 0 | 0 | 0 | 0 | 0 | 0 | 0 | 0 | 0 | 0 | 0 | 0 | 0 | 0 | 0 | 0 | 0 | 0 | 0 | 0 | 0 | 0 | 0 | 0 | 0 | 0 | 0 | 0 | 0 | 0 | 0 | 0 | 0 | 0 | 0 | 0 | 0 | 0 | 0 | 0 | 0 | 0 | 0 | 0 | 0 | 0 | 0 | 0 | 0 | 0 | 0 | 0 | 0 | 0 | 0 | 0 | 0 | 0 | 0 | 0 | 0 | 0 | 0 | 0 | 0 | 0 | 0 | 0 | 0 | 0 | 0 | 0 | 0 | 0 | 0 | 0 | 0 | 0 | 0 | 0 | 0 | 0 | 0 | 0 | 0 | 0 | 0 | 0 | 0 | 0 | 0 | 0 | 0 | 0 | 0 | 0 | 0 | 0 | 0 | 0 | 0 | 0 | 0 | 0 | 0 | 0 | 0 | 0 | 0 | 0 | 0 | 0 | 0 | 0 | 0 | 0 | 0 | 0 | 0 | 0 | 0 | 0 | 0 | 0 | 0 | 0 | 0 | 0 | 0 | 0 | 0 | 0 | 0 | 0 | 0 | 0 | 0 | 0 | 0 | 0 | 0 | 0 | 0 | 0 | 0 | 0 | 0 | 0 | 0 | 0 | 0 | 0 | 0 | 0 | 0 | 0 | 0 | 0 | 0 | 0 | 0 | 0 | 0 | 0 | 0 | 0 | 0 | 0 | 0 | 0 | 0 | 0 | 0 | 0 | 0 | 0 | 0 | 0 | 0 | 0 | 0 | 0 | 0 | 0 | 0 | 0 | 0 | 0 | 0 | 0 | 0 | 0 | 0 | 0 | 0 | 0 | 0 | 0 | 0 | 0 | 0 | 0 | 0 | 0 | 0 | 0 | 0 | 0 | 0 | 0 | 0 | 0 | 0 | 0 | 0 | 0 | 0 | 0 | 0 | 0 | 0 | 0 | 0 | 0 | 0 | 0 | 0 | 0 | 0 | 0 | 0 | 0 | 0 | 0 | 0 | 0 | 0 | 0 | 0 | 0 | 0 | 0 | 0 | 0 | 0 | 0 | 0 | 0 | 0 | 0 | 0 | 0 | 0 | 0 | 0 | 0 | 0 | 0 | 0 | 0 | 0 | 0 | 0 | 0 | 0 | 0 | 0 | 0 | 0 | 0 | 0 | 0 | 0 | 0 | 0 | 0 | 0 | 0 | 0 | 0 | 0 | 0 | 0 | 0 | 0 | 0 | 0 | 0 | 0 | 0 | 0 | 0 | 0 | 0 | 0 | 0 | 0 | 0 | 0 | 0 | 0 | 0 | 0 | 0 | 0 | 0 | 0 | 0 | 0 | 0 | 0 | 0 | 0 | 0 | 0 | 0 | 0 | 0 | 0 | 0 | 0 | 0 | 0 | 0 | 0 | 0 | 0 | 0 | 0 | 0 | 0 | 0 | 0 | 0 | 0 | 0 | 0 | 0 | 0 | 0 | 0 | 0 | 0 | 0 | 0 | 0 | 0 | 0 | 0 | 0 | 0 | 0 | 0 | 0 | 0 | 0 | 0 | 0 | 0 | 0 | 0 | 0 | 0 | 0 | 0 | 0 | 0 | 0 | 0 | 0 | 0 | 0 | 0 | 0 | 0 | 0 | 0 | 0 | 0 | 0 | 0 | 0 | 0 | 0 | 0 | 0 | 0 | 0 | 0 | 0 | 0 | 0 | 0 | 0 | 0 | 0 | 0 | 0 | 0 | 0 | 0 | 0 | 0 | 0 | 0 | 0 | 0 | 0 | 0 | 0 | 0 | 0 | 0 | 0 | 0 | 0 | 0 | 0 | 0 | 0 | 0 | 0 | 0 | 0 | 0 | 0 | 0 | 0 | 0 | 0 | 0 | 0 | 0 | 0 | 0 | 0 | 0 | 0 | 0 | 0 | 0 | 0 | 0 | 0 | 0 | 0 | 0 | 0 | 0 | 0 | 0 | 0 | 0 | 0 | 0 | 0 | 0 | 0 | 0 | 0 | 0 | 0 | 0 | 0 | 0 | 0 | 0 | 0 | 0 | 0 | 0 | 0 | 0 | 0 | 0 | 0 | 0 | 0 | 0 | 0 | 0 | 0 | 0 | 0 | 0 | 0 | 0 | 0 | 0 | 0 | 0 | 0 | 0 | 0 | 0 | 0 | 0 | 0 | 0 | 0 | 0 | 0 | 0 | 0 | 0 | 0 | 0 | 0 | 0 | 0 | 0 | 0 | 0 | 0 | 0 | 0 | 0 | 0 | 0 | 0 | 0 | 0 | 0 | 0 | 0 | 0 | 0 | 0 | 0 | 0 | 0 | 0 | 0 | 0 | 0 | 0 | 0 | 0 | 0 | 0 | 0 | 0 | 0 | 0 | 0 | 0 | 0 | 0 | 0 | 0 | 0 | 0 | 0 | 0 | 0 | 0 | 0 | 0 | 0 | 0 | 0 | 0 | 0 | 0 | 0 | 0 | 0 | 0 | 0 | 0 | 0 | 0 | 0 | 0 | 0 | 0 | 0 | 0 | 0 | 0 | 0 | 0 | 0 | 0 | 0 | 0 | 0 | 0 | 0 | 0 | 0 | 0 | 0 | 0 | 0 | 0 | 0 | 0 | 0 | 0 | 0 | 0 | 0 | 0 | 0 | 0 | 0 | 0 | 0 | 0 | 0 | 0 | 0 | 0 | 0 | 0 | 0 | 0 | 0 | 0 | 0 | 0 | 0 | 0 | 0 | 0 | 0 | 0 | 0 | 0 | 0 | 0 | 0 | 0 | 0 | 0 | 0 | 0 | 0 | 0 | 0 | 0 | 0 | 0 | 0 | 0 | 0 | 0 | 0 | 0 | 0 | 0 | 0 | 0 | 0 | 0 | 0 | 0 | 0 | 0 | 0 | 0 | 0 | 0 | 0 | 0 | 0 | 0 | 0 | 0 | 0 | 0 | 0 | 0 | 0 | 0 | 0 | 0 | 0 | 0 | 0 | 0 | 0 | 0 | 0 | 0 | 0 | 0 | 0 | 0 | 0 | 0 | 0 | 0 | 0 | 0 | 0 | 0 | 0 | 0 | 0 | 0 | 0 | 0 | 0 | 0 | 0 | 0 | 0 | 0 | 0 | 0 | 0 | 0 | 0 | 0 | 0 | 0 | 0 | 0 | 0 | 0 | 0 | 0 | 0 | 0 | 0 | 0 | 0 | 0 | 0 | 0 | 0 | 0 | 0 | 0 | 0 | 0 | 0 | 0 | 0 | 0 | 0 | 0 | 0 | 0 | 0 | 0 | 0 | 0 | 0 | 0 | 0 | 0 | 0 | 0 | 0 | 0 | 0 | 0 | 0 | 0 | 0 | 0 | 0 | 0 | 0 | 0 | 0 | 0 | 0 | 0 | 0 | 0 | 0 | 0 | 0 | 0 | 0 | 0 | 0 | 0 | 0 | 0 | 0 | 0 | 0 | 0 | 0 | 0 | 0 | 0 | 0 | 0 | 0 | 0 | 0 | 0 | 0 | 0 | 0 | 0 | 0 | 0 | 0 | 0 | 0 | 0 | 0 | 0 | 0 | 0 | 0 | 0 | 0 | 0 | 0 | 0 | 0 | 0 | 0 | 0 | 0 | 0 | 0 | 0 | 0 | 0 | 0 | 0 | 0 | 0 | 0 | 0 | 0 | 0 | 0 | 0 | 0 | 0 | 0 | 0 | 0 | 0 | 0 | 0 | 0 | 0 | 0 | 0 | 0 | 0 | 0 | 0 | 0 | 0 | 0 | 0 | 0 | 0 | 0 | 0 | 0 | 0 | 0 | 0 | 0 | 0 | 0 | 0 | 0 | 0 | 0 | 0 | 0 | 0 | 0 | 0 | 0 | 0 | 0 | 0 | 0 | 0 | 0 | 0 | 0 | 0 | 0 | 0 | 0 | 0 | 0 | 0 | 0 | 0 | 0 | 0 | 0 | 0 | 0 | 0 | 0 | 0 | 0 | 0 | 0 | 0 | 0 | 0 | 0 | 0 | 0 | 0 | 0 | 0 | 0 | 0 | 0 | 0 | 0 | 0 | 0 | 0 | 0 | 0 | 0 | 0 | 0 | 0 | 0 | 0 | 0 | 0 | 0 | 0 | 0 | 0 | 0 | 0 | 0 | 0 | 0 | 0 | 0 | 0 | 0 | 0 | 0 | 0 | 0 | 0 | 0 | 0 | 0 | 0 | 0 | 0 | 0 | 0 | 0 | 0 | 0 | 0 | 0 | 0 | 0 | 0 | 0 | 0 | 0 | 0 | 0 | 0 | 0 | 0 | 0 | 0 | 0 | 0 | 0 | 0 | 0 | 0 | 0 | 0 | 0 | 0 | 0 | 0 | 0 | 0 | 0 | 0 | 0 | 0 | 0 | 0 | 0 | 0 | 0 | 0 | 0 | 0 | 0 | 0 | 0 | 0 | 0 | 0 | 0 | 0 | 0 | 0 | 0 | 0 | 0 | 0 | 0 | 0 | 0 | 0 | 0 | 0 | 0 | 0 | 0 | 0 | 0 | 0 | 0 | 0 | 0 | 0 | 0 | 0 | 0 | 0 | 0 | 0 | 0 | 0 | 0 | 0 | 0 | 0 | 0 | 0 | 0 | 0 | 0 | 0 | 0 | 0 | 0 | 0 | 0 | 0 | 0 | 0 | 0 | 0 | 0 | 0 | 0 | 0 | 0 | 0 | 0 | 0 | 0 | 0 | 0 | 0 | 0 | 0 | 0 | 0 | 0 | 0 | 0 | 0 | 0 | 0 | 0 | 0 | 0 | 0 | 0 | 0 | 0 | 0 | 0 | 0 | 0 | 0 | 0 | 0 | 0 | 0 | 0 | 0 | 0 | 0 | 0 | 0 | 0 | 0 | 0 | 0 | 0 | 0 | 0 | 0 | 0 | 0 | 0 | 0 | 0 | 0 | 0 | 0 | 0 | 0 | 0 | 0 | 0 | 0 | 0 | 0 | 0 | 0 | 0 | 0 | 0 | 0 | 0 | 0 | 0 | 0 | 0 | 0 | 0 | 0 | 0 | 0 | 0 | 0 | 0 | 0 | 0 | 0 | 0 | 0 | 0 | 0 | 0 | 0 | 0 | 0 | 0 | 0 | 0 | 0 | 0 | 0 | 0 | 0 | 0 | 0 | 0 | 0 | 0 | 0 | 0 | 0 | 0 | 0 | 0 | 0 | 0 | 0 | 0 | 0 | 0 | 0 | 0 | 0 | 0 | 0 | 0 | 0 | 0 | 0 | 0 | 0 | 0 | 0 | 0 | 0 | 0 | 0 | 0 | 0 | 0 | 0 | 0 | 0 | 0 | 0 | 0 | 0 | 0 | 0 | 0 | 0 | 0 | 0 | 0 | 0 | 0 | 0 | 0 | 0 | 0 | 0 | 0 | 0 | 0 | 0 | 0 | 0 | 0 | 0 | 0 | 0 | 0 | 0 | 0 | 0 | 0 | 0 | 0 | 0 | 0 | 0 | 0 | 0 | 0 | 0 | 0 | 0 | 0 | 0 | 0 | 0 | 0 | 0 | 0 | 0 | 0 | 0 | 0 | 0 | 0 | 0 | 0 | 0 | 0 | 0 | 0 | 0 | 0 | 0 | 0 | 0 | 0 | 0 | 0 | 0 | 0 | 0 | 0 | 0 | 0 | 0 | 0 | 0 | 0 | 0 | 0 | 0 | 0 | 0 | 0 | 0 | 0 | 0 | 0 | 0 | 0 | 0 | 0 | 0 | 0 | 0 | 0 | 0 | 0 | 0 | 0 | 0 | 0 | 0 | 0 | 0 | 0 | 0 | 0 | 0 | 0 | 0 | 0 | 0 | 0 | 0 | 0 | 0 | 0 | 0 | 0 | 0 | 0 | 0 | 0 | 0 | 0 | 0 | 0 | 0 | 0 | 0 | 0 | 0 | 0 | 0 | 0 | 0 | 0 | 0 | 0 | 0 | 0 | 0 | 0 | 0 | 0 | 0 | 0 | 0 | 0 | 0 | 0 | 0 | 0 | 0 | 0 | 0 | 0 | 0 | 0 | 0 | 0 | 0 | 0 | 0 | 0 | 0 | 0 | 0 | 0 | 0 | 0 | 0 | 0 | 0 | 0 | 0 | 0 | 0 | 0 | 0 | 0 | 0 | 0 | 0 | 0 | 0 | 0 | 0 | 0 | 0 | 0 | 0 | 0 | 0 | 0 | 0 | 0 | 0 | 0 | 0 | 0 | 0 | 0 | 0 | 0 | 0 | 0 | 0 | 0 | 0 | 0 | 0 | 0 | 0 | 0 | 0 | 0 | 0 | 0 | 0 | 0 | 0 | 0 | 0 | 0 | 0 | 0 | 0 | 0 | 0 | 0 | 0 | 0 | 0 | 0 | 0 | 0 | 0 | 0 | 0 | 0 | 0 | 0 | 0 | 0 | 0 | 0 | 0 | 0 | 0 | 0 | 0 | 0 | 0 | 0 | 0 | 0 | 0 | 0 | 0 | 0 | 0 | 0 | 0 | 0 | 0 | 0 | 0 | 0 | 0 | 0 | 0 | 0 | 0 | 0 | 0 | 0 | 0 | 0 | 0 | 0 | 0 | 0 | 0 | 0 | 0 | 0 | 0 | 0 | 0 | 0 | 0 | 0 | 0 | 0 | 0 | 0 | 0 | 0 | 0 | 0 | 0 | 0 | 0 | 0 | 0 | 0 | 0 | 0 | 0 | 0 | 0 | 0 | 0 | 0 | 0 | 0 | 0 | 0 | 0 | 0 | 0 | 0 | 0 | 0 | 0 | 0 | 0 | 0 | 0 | 0 | 0 | 0 | 0 | 0 | 0 | 0 | 0 | 0 | 0 | 0 | 0 | 0 | 0 | 0 | 0 | 0 | 0 | 0 | 0 | 0 | 0 | 0 | 0 | 0 | 0 | 0 | 0 | 0 | 0 | 0 | 0 | 0 | 0 | 0 | 0 | 0 | 0 | 0 | 0 | 0 | 0 | 0 | 0 | 0 | 0 | 0 | 0 | 0 | 0 | 0 | 0 | 0 | 0 | 0 | 0 | 0 | 0 | 0 | 0 | 0 | 0 | 0 | 0 | 0 | 0 | 0 | 0 | 0 | 0 | 0 | 0 | 0 | 0 | 0 | 0 | 0 | 0 | 0 | 0 | 0 | 0 | 0 | 0 | 0 | 0 | 0 | 0 | 0 | 0 | 0 | 0 | 0 | 0 | 0 | 0 | 0 | 0 | 0 | 0 | 0 | 0 | 0 | 0 | 0 | 0 | 0 | 0 | 0 | 0 | 0 | 0 | 0 | 0 | 0 | 0 | 0 | 0 | 0 | 0 | 0 | 0 | 0 | 0 | 0 | 0 | 0 | 0 | 0 | 0 | 0 | 0 | 0 | 0 | 0 | 0 | 0 | 0 | 0 | 0 | 0 | 0 | 0 | 0 | 0 | 0 | 0 | 0 | 0 | 0 | 0 | 0 | 0 | 0 | 0 | 0 | 0 | 0 | 0 | 0 | 0 | 0 | 0 | 0 | 0 | 0 | 0 | 0 | 0 | 0 | 0 | 0 | 0 | 0 | 0 | 0 | 0 | 0 | 0 | 0 | 0 | 0 | 0 | 0 | 0 | 0 | 0 | 0 | 0 | 0 | 0 | 0 | 0 | 0 | 0 | 0 | 0 | 0 | 0 | 0 | 0 | 0 | 0 | 0 | 0 | 0 | 0 | 0 | 0 | 0 | 0 | 0 | 0 | 0 | 0 | 0 | 0 | 0 | 0 | 0 | 0 | 0 | 0 | 0 | 0 | 0 | 0 | 0 | 0 | 0 | 0 | 0 | 0 | 0 | 0 | 0 | 0 | 0 | 0 | 0 | 0 | 0 | 0 | 0 | 0 | 0 | 0 | 0 | 0 | 0 | 0 | 0 | 0 | 0 | 0 | 0 | 0 | 0 | 0 | 0 | 0 | 0 | 0 | 0 | 0 | 0 | 0 | 0 | 0 | 0 | 0 | 0 | 0 | 0 | 0 | 0 | 0 | 0 | 0 | 0 | 0 | 0 | 0 | 0 | 0 | 0 | 0 | 0 | 0 | 0 | 0 | 0 | 0 | 0 | 0 | 0 | 0 | 0 | 0 | 0 | 0 | 0 | 0 | 0 | 0 | 0 | 0 | 0 | 0 | 0 | 0 | 0 | 0 | 0 | 0 | 0 | 0 | 0 | 0 | 0 | 0 | 0 | 0 | 0 | 0 | 0 | 0 | 0 | 0 | 0 | 0 | 0 | 0 | 0 | 0 | 0 | 0 | 0 | 0 | 0 | 0 | 0 | 0 | 0 | 0 | 0 | 0 | 0 | 0 | 0 | 0 | 0 | 0 | 0 | 0 | 0 | 0 | 0 | 0 | 0 | 0 | 0 | 0 | 0 | 0 | 0 | 0 | 0 | 0 | 0 | 0 | 0 | 0 | 0 | 0 | 0 | 0 | 0 | 0 | 0 | 0 | 0 | 0 | 0 | 0 | 0 | 0 | 0 | 0 | 0 | 0 | 0 | 0 | 0 | 0 | 0 | 0 | 0 | 0 | 0 | 0 | 0 | 0 | 0 | 0 | 0 | 0 | 0 | 0 | 0 | 0 | 0 | 0 | 0 | 0 | 0 | 0 | 0 | 0 | 0 | 0 | 0 | 0 | 0 | 0 | 0 | 0 | 0 | 0 | 0 | 0 | 0 | 0 | 0 | 0 | 0 | 0 | 0 | 0 | 0 | 0 | 0 | 0 | 0 | 0 | 0 | 0 | 0 | 0 | 0 | 0 | 0 | 0 | 0 | 0 | 0 | 0 | 0 | 0 | 0 | 0 | 0 | 0 | 0 | 0 | 0 | 0 | 0 | 0 | 0 | 0 | 0 | 0 | 0 | 0 | 0 | 0 | 0 | 0 | 0 | 0 | 0 | 0 | 0 | 0 | 0 | 0 | 0 | 0 | 0 | 0 | 0 | 0 | 0 | 0 | 0 | 0 | 0 | 0 | 0 | 0 | 0 | 0 | 0 | 0 | 0 | 0 | 0 | 0 | 0 | 0 | 0 | 0 | 0 | 0 | 0 | 0 | 0 | 0 | 0 | 0 | 0 | 0 | 0 | 0 | 0 | 0 | 0 | 0 | 0 | 0 | 0 | 0 | 0 | 0 | 0 | 0 | 0 | 0 | 0 | 0 | 0 | 0 | 0 | 0 | 0 | 0 | 0 | 0 | 0 | 0 | 0 | 0 | 0 | 0 | 0 | 0 | 0 | 0 | 0 | 0 | 0 | 0 | 0 | 0 | 0 | 0 | 0 | 0 | 0 | 0 | 0 | 0 | 0 | 0 | 0 | 0 | 0 | 0 | 0 | 0 | 0 | 0 | 0 | 0 | 0 | 0 | 0 | 0 | 0 | 0 | 0 | 0 | 0 | 0 | 0 | 0 | 0 | 0 | 0 | 0 | 0 | 0 | 0 | 0 | 0 | 0 | 0 | 0 | 0 | 0 | 0 | 0 | 0 | 0 | 0 | 0 | 0 | 0 | 0 | 0 | 0 | 0 | 0 | 0 | 0 | 0 | 0 | 0 | 0 | 0 | 0 | 0 | 0 | 0 | 0 | 0 | 0 | 0 | 0 | 0 | 0 | 0 | 0 | 0 | 0 | 0 | 0 | 0 | 0 | 0 | 0 | 0 | 0 | 0 | 0 | 0 | 0 | 0 | 0 | 0 | 0 | 0 | 0 | 0 | 0 | 0 | 0 | 0 | 0 | 0 | 0 | 0 | 0 | 0 | 0 | 0 | 0 | 0 | 0 | 0 | 0 | 0 | 0 | 0 | 0 | 0 | 0 | 0 | 0 | 0 | 0 | 0 | 0 | 0 | 0 | 0 | 0 | 0 | 0 | 0 | 0 | 0 | 0 | 0 | 0 | 0 | 0 | 0 | 0 | 0 | 0 | 0 | 0 | 0 | 0 | 0 | 0 | 0 | 0 | 0 | 0 | 0 | 0 | 0 | 0 | 0 | 0 | 0 | 0 | 0 | 0 | 0 | 0 | 0 | 0 | 0 | 0 | 0 | 0 | 0 | 0 | 0 | 0 | 0 | 0 | 0 | 0 | 0 | 0 | 0 | 0 | 0 | 0 | 0 | 0 | 0 | 0 | 0 | 0 | 0 | 0 | 0 | 0 | 0 | 0 | 0 | 0 | 0 | 0 | 0 | 0 | 0 | 0 | 0 | 0 | 0 | 0 | 0 | 0 | 0 | 0 | 0 | 0 | 0 | 0 | 0 | 0 | 0 | 0 | 0 | 0 | 0 | 0 | 0 | 0 | 0 | 0 | 0 | 0 | 0 | 0 | 0 | 0 | 0 | 0 | 0 | 0 | 0 | 0 | 0 | 0 | 0 | 0 | 0 | 0 | 0 | 0 | 0 | 0 | 0 | 0 | 0 | 0 | 0 | 0 | 0 | 0 | 0 | 0 | 0 | 0 | 0 | 0 | 0 | 0 | 0 | 0 | 0 | 0 | 0 | 0 | 0 | 0 | 0 | 0 | 0 | 0 | 0 | 0 | 0 | 0 | 0 | 0 | 0 | 0 | 0 | 0 | 0 | 0 | 0 | 0 | 0 | 0 | 0 | 0 | 0 | 0 | 0 | 0 | 0 | 0 | 0 | 0 | 0 | 0 | 0 | 0 | 0 | 0 | 0 | 0 | 0 | 0 | 0 | 0 | 0 | 0 | 0 | 0 | 0 | 0 | 0 | 0 | 0 | 0 | 0 | 0 | 0 | 0 | 0 | 0 | 0 | 0 | 0 | 0 | 0 | 0 | 0 | 0 | 0 | 0 | 0 | 0 | 0 | 0 | 0 | 0 | 0 | 0 | 0 | 0 | 0 | 0 | 0 | 0 | 0 | 0 | 0 | 0 | 0 | 0 | 0 | 0 | 0 | 0 | 0 | 0 | 0 | 0 | 0 | 0 | 0 | 0 | 0 | 0 | 0 | 0 | 0 | 0 | 0 | 0 | 0 | 0 | 0 | 0 | 0 | 0 | 0 | 0 | 0 | 0 | 0 | 0 | 0 | 0 | 0 | 0 | 0 | 0 | 0 | 0 | 0 | 0 | 0 | 0 | 0 | 0 | 0 | 0 | 0 | 0 | 0 | 0 | 0 | 0 | 0 | 0 | 0 | 0 | 0 | 0 | 0 | 0 | 0 | 0 | 0 | 0 | 0 | 0 | 0 | 0 | 0 | 0 | 0 | 0 | 0 | 0 | 0 | 0 | 0 | 0 | 0 | 0 | 0 | 0 | 0 | 0 | 0 | 0 | 0 | 0 | 0 | 0 | 0 | 0 | 0 | 0 | 0 | 0 | 0 | 0 | 0 | 0 | 0 | 0 | 0 | 0 | 0 | 0 | 0 | 0 | 0 | 0 | 0 | 0 | 0 | 0 | 0 | 0 | 0 | 0 | 0 | 0 | 0 | 0 | 0 | 0 | 0 | 0 | 0 | 0 | 0 | 0 | 0 | 0 | 0 | 0 | 0 | 0 | 0 | 0 | 0 | 0 | 0 | 0 | 0 | 0 | 0 | 0 | 0 | 0 | 0 | 0 | 0 | 0 | 0 | 0 | 0 | 0 | 0 | 0 | 0 | 0 | 0 | 0 | 0 | 0 | 0 | 0 | 0 | 0 | 0 | 0 | 0 | 0 | 0 | 0 | 0 | 0 | 0 | 0 | 0 | 0 | 0 | 0 | 0 | 0 | 0 | 0 | 0 | 0 | 0 | 0 | 0 | 0 | 0 | 0 | 0 | 0 | 0 | 0 | 0 | 0 | 0 | 0 | 0 | 0 | 0 | 0 | 0 | 0 | 0 | 0 | 0 | 0 | 0 | 0 | 0 | 0 | 0 | 0 | 0 | 0 | 0 | 0 | 0 | 0 | 0 | 0 | 0 | 0 | 0 | 0 | 0 | 0 | 0 | 0 | 0 | 0 | 0 | 0 | 0 | 0 | 0 | 0 | 0 | 0 | 0 | 0 | 0 | 0 | 0 | 0 | 0 | 0 | 0 | 0 | 0 | 0 | 0 | 0 | 0 | 0 | 0 | 0 | 0 | 0 | 0 | 0 | 0 | 0 | 0 | 0 | 0 | 0 | 0 | 0 | 0 | 0 | 0 | 0 | 0 | 0 | 0 | 0 | 0 | 0 | 0 | 0 | 0 | 0 | 0 | 0 | 0 | 0 | 0 | 0 | 0 | 0 | 0 | 0 | 0 | 0 | 0 | 0 | 0 | 0 | 0 | 0 | 0 | 0 | 0 | 0 | 0 | 0 | 0 | 0 | 0 | 0 | 0 | 0 | 0 | 0 | 0 | 0 | 0 | 0 | 0 | 0 | 0 | 0 | 0 | 0 | 0 | 0 | 0 | 0 | 0 | 0 | 0 | 0 | 0 | 0 | 0 | 0 | 0 | 0 | 0 | 0 | 0 | 0 | 0 | 0 | 0 | 0 | 0 | 0 | 0 | 0 | 0 | 0 | 0 | 0 | 0 | 0 | 0 | 0 | 0 | 0 | 0 | 0 | 0 | 0 | 0 | 0 | 0 | 0 | 0 | 0 | 0 | 0 | 0 | 0 | 0 | 0 | 0 | 0 | 0 | 0 | 0 | 0 | 0 | 0 | 0 | 0 | 0 | 0 | 0 | 0 | 0 | 0 | 0 | 0 | 0 | 0 | 0 | 0 | 0 | 0 | 0 | 0 | 0 | 0 | 0 | 0 | 0 | 0 | 0 | 0 | 0 | 0 | 0 | 0 | 0 | 0 | 0 | 0 | 0 | 0 | 0 | 0 | 0 | 0 | 0 | 0 | 0 | 0 | 0 | 0 | 0 | 0 | 0 | 0 | 0 | 0 | 0 | 0 | 0 | 0 | 0 | 0 | 0 | 0 | 0 | 0 | 0 | 0 | 0 | 0 | 0 | 0 | 0 | 0 | 0 | 0 | 0 | 0 | 0 | 0 | 0 | 0 | 0 | 0 | 0 | 0 | 0 | 0 | 0 | 0 | 0 | 0 | 0 | 0 | 0 | 0 | 0 | 0 | 0 | 0 | 0 | 0 | 0 | 0 | 0 | 0 | 0 | 0 | 0 | 0 | 0 | 0 | 0 | 0 | 0 | 0 | 0 | 0 | 0 | 0 | 0 | 0 | 0 | 0 | 0 | 0 | 0 | 0 | 0 | 0 | 0 | 0 | 0 | 0 | 0 | 0 | 0 | 0 | 0 | 0 | 0 | 0 | 0 | 0 | 0 | 0 | 0 | 0 | 0 | 0 | 0 | 0 | 0 | 0 | 0 | 0 | 0 | 0 | 0 | 0 | 0 | 0 | 0 | 0 | 0 | 0 | 0 | 0 | 0 | 0 | 0 | 0 | 0 | 0 | 0 | 0 | 0 | 0 | 0 | 0 | 0 | 0 | 0 | 0 | 0 | 0 | 0 | 0 | 0 | 0 | 0 | 0 | 0 | 0 | 0 | 0 | 0 | 0 | 0 | 0 | 0 | 0 | 0 | 0 | 0 | 0 | 0 | 0 | 0 | 0 | 0 | 0 | 0 | 0 | 0 | 0 | 0 | 0 | 0 | 0 | 0 | 0 | 0 | 0 | 0 | 0 | 0 | 0 | 0 | 0 | 0 | 0 | 0 | 0 | 0 | 0 | 0 | 0 | 0 | 0 | 0 | 0 | 0 | 0 | 0 | 0 | 0 | 0 | 0 | 0 | 0 | 0 | 0 | 0 | 0 | 0 | 0 | 0 | 0 | 0 | 0 | 0 | 0 | 0 | 0 | 0 | 0 | 0 | 0 | 0 | 0 | 0 | 0 | 0 | 0 | 0 | 0 | 0 | 0 | 0 | 0 | 0 | 0 | 0 | 0 | 0 | 0 | 0 | 0 | 0 | 0 | 0 | 0 | 0 | 0 | 0 | 0 | 0 | 0 | 0 | 0 | 0 | 0 | 0 | 0 | 0 | 0 | 0 | 0 | 0 | 0 | 0 | 0 | 0 | 0 | 0 | 0 | 0 | 0 | 0 | 0 | 0 | 0 | 0 | 0 | 0 | 0 | 0 | 0 | 0 | 0 | 0 | 0 | 0 | 0 | 0 | 0 | 0 | 0 | 0 | 0 | 0 | 0 | 0 | 0 | 0 | 0 | 0 | 0 | 0 | 0 | 0 | 0 | 0 | 0 | 0 | 0 | 0 | 0 | 0 | 0 | 0 | 0 | 0 | 0 | 0 | 0 | 0 | 0 | 0 | 0 | 0 | 0 | 0 | 0 | 0 | 0 | 0 | 0 | 0 | 0 | 0 | 0 | 0 | 0 | 0 | 0 | 0 | 0 | 0 | 0 | 0 | 0 | 0 | 0 | 0 | 0 | 0 | 0 | 0 | 0 | 0 | 0 | 0 | 0 | 0 | 0 | 0 | 0 | 0 | 0 | 0 | 0 | 0 | 0 | 0 | 0 | 0 | 0 | 0 | 0 | 0 | 0 | 0 | 0 | 0 | 0 | 0 | 0 | 0 | 0 | 0 | 0 | 0 | 0 | 0 | 0 | 0 | 0 | 0 | 0 | 0 | 0 | 0 | 0 | 0 | 0 | 0 | 0 | 0 | 0 | 0 | 0 | 0 | 0 | 0 | 0 | 0 | 0 | 0 | 0 | 0 | 0 | 0 | 0 | 0 | 0 | 0 | 0 | 0 | 0 | 0 | 0 | 0 | 0 | 0 | 0 | 0 | 0 | 0 | 0 | 0 | 0 | 0 | 0 | 0 | 0 | 0 | 0 | 0 | 0 | 0 | 0 | 0 | 0 | 0 | 0 | 0 | 0 | 0 | 0 | 0 | 0 | 0 | 0 | 0 | 0 | 0 | 0 | 0 | 0 | 0 | 0 | 0 | 0 | 0 | 0 | 0 | 0 | 0 | 0 | 0 | 0 | 0 | 0 | 0 | 0 | 0 | 0 | 0 | 0 | 0 | 0 | 0 | 0 | 0 | 0 | 0 | 0 | 0 | 0 | 0 | 0 | 0 | 0 | 0 | 0 | 0 | 0 | 0 | 0 | 0 | 0 | 0 | 0 | 0 | 0 | 0 | 0 | 0 | 0 | 0 | 0 | 0 | 0 | 0 | 0 | 0 | 0 | 0 | 0 | 0 | 0 | 0 | 0 | 0 | 0 | 0 | 0 | 0 | 0 | 0 | 0 | 0 | 0 | 0 | 0 | 0 | 0 | 0 | 0 | 0 | 0 | 0 | 0 | 0 | 0 | 0 | 0 | 0 | 0 | 0 | 0 | 0 | 0 | 0 | 0 | 0 | 0 | 0 | 0 | 0 | 0 | 0 | 0 | 0 | 0 | 0 | 0 | 0 | 0 | 0 | 0 | 0 | 0 | 0 | 0 | 0 | 0 | 0 | 0 | 0 | 0 | 0 | 0 | 0 | 0 | 0 | 0 | 0 | 0 | 0 | 0 | 0 | 0 | 0 | 0 | 0 | 0 | 0 | 0 | 0 | 0 | 0 | 0 | 0 | 0 | 0 | 0 | 0 | 0 | 0 | 0 | 0 | 0 | 0 | 0 | 0 | 0 | 0 | 0 | 0 | 0 | 0 | 0 | 0 | 0 | 0 | 0 | 0 | 0 | 0 | 0 | 0 | 0 | 0 | 0 | 0 | 0 | 0 | 0 | 0 | 0 | 0 | 0 | 0 | 0 | 0 | 0 | 0 | 0 | 0 | 0 | 0 | 0 | 0 | 0 | 0 | 0 | 0 | 0 | 0 | 0 | 0 | 0 | 0 | 0 | 0 | 0 | 0 | 0 | 0 | 0 | 0 | 0 | 0 | 0 | 0 | 0 | 0 | 0 | 0 | 0 | 0 | 0 | 0 | 0 | 0 | 0 | 0 | 0 | 0 | 0 | 0 | 0 | 0 | 0 | 0 | 0 | 0 | 0 | 0 | 0 | 0 | 0 | 0 | 0 | 0 | 0 | 0 | 0 | 0 | 0 | 0 | 0 | 0 | 0 | 0 | 0 | 0 | 0 | 0 | 0 | 0 | 0 | 0 | 0 | 0 | 0 | 0 | 0 | 0 | 0 | 0 | 0 | 0 | 0 | 0 | 0 | 0 | 0 | 0 | 0 | 0 | 0 | 0 | 0 | 0 | 0 | 0 | 0 | 0 | 0 | 0 | 0 | 0 | 0 | 0 | 0 | 0 | 0 | 0 | 0 | 0 | 0 | 0 | 0 | 0 | 0 | 0 | 0 | 0 | 0 | 0 | 0 | 0 | 0 | 0 | 0 | 0 | 0 | 0 | 0 | 0 | 0 | 0 | 0 | 0 | 0 | 0 | 0 | 0 | 0 | 0 | 0 | 0 | 0 | 0 | 0 | 0 | 0 | 0 | 0 | 0 | 0 | 0 | 0 | 0 | 0 | 0 | 0 | 0 | 0 | 0 | 0 | 0 | 0 | 0 | 0 | 0 | 0 | 0 | 0 | 0 | 0 | 0 | 0 | 0 | 0 | 0 | 0 | 0 | 0 | 0 | 0 | 0 | 0 | 0 | 0 | 0 | 0 | 0 | 0 | 0 | 0 | 0 | 0 | 0 | 0 | 0 | 0 | 0 | 0 | 0 | 0 | 0 | 0 | 0 | 0 | 0 | 0 | 0 | 0 | 0 | 0 | 0 | 0 | 0 | 0 | 0 | 0 | 0 | 0 | 0 | 0 | 0 | 0 | 0 | 0 | 0 | 0 | 0 | 0 | 0 | 0 | 0 | 0 | 0 | 0 | 0 | 0 | 0 | 0 | 0 | 0 | 0 | 0 | 0 | 0 | 0 | 0 | 0 | 0 | 0 | 0 | 0 | 0 | 0 | 0 | 0 | 0 | 0 | 0 | 0 | 0 | 0 | 0 | 0 | 0 | 0 | 0 | 0 | 0 | 0 | 0 | 0 | 0 | 0 | 0 | 0 | 0 | 0 | 0 | 0 | 0 | 0 | 0 | 0 | 0 | 0 | 0 | 0 | 0 | 0 | 0 | 0 | 0 | 0 | 0 | 0 | 0 | 0 | 0 | 0 | 0 | 0 | 0 | 0 | 0 | 0 | 0 | 0 | 0 | 0 | 0 | 0 | 0 | 0 | 0 | 0 | 0 | 0 | 0 | 0 | 0 | 0 | 0 | 0 | 0 | 0 | 0 | 0 | 0 | 0 | 0 | 0 | 0 | 0 | 0 | 0 | 0 | 0 | 0 | 0 | 0 | 0 | 0 | 0 | 0 | 0 | 0 | 0 | 0 | 0 | 0 | 0 | 0 | 0 | 0 | 0 | 0 | 0 | 0 | 0 | 0 | 0 | 0 | 0 | 0 | 0 | 0 | 0 | 0 | 0 | 0 | 0 | 0 | 0 | 0 | 0 | 0 | 0 | 0 | 0 | 0 | 0 | 0 | 0 | 0 | 0 | 0 | 0 | 0 | 0 | 0 | 0 | 0 | 0 | 0 | 0 | 0 | 0 | 0 | 0 | 0 | 0 | 0 | 0 | 0 | 0 | 0 | 0 | 0 | 0 | 0 | 0 | 0 | 0 | 0 | 0 | 0 | 0 | 0 | 0 | 0 | 0 | 0 | 0 | 0 | 0 | 0 | 0 | 0 | 0 | 0 | 0 | 0 | 0 | 0 | 0 | 0 | 0 | 0 | 0 | 0 | 0 | 0 | 0 | 0 | 0 | 0 | 0 | 0 | 0 | 0 | 0 | 0 | 0 | 0 | 0 | 0 | 0 | 0 | 0 | 0 | 0 | 0 | 0 | 0 | 0 | 0 | 0 | 0 | 0 | 0 | 0 | 0 | 0 | 0 | 0 | 0 | 0 | 0 | 0 | 0 | 0 | 0 | 0 | 0 | 0 | 0 | 0 | 0 | 0 | 0 | 0 | 0 | 0 | 0 | 0 | 0 | 0 | 0 | 0 | 0 | 0 | 0 | 0 | 0 | 0 | 0 | 0 | 0 | 0 | 0 | 0 | 0 | 0 | 0 | 0 | 0 | 0 | 0 | 0 | 0 | 0 | 0 | 0 | 0 | 0 | 0 | 0 | 0 | 0 | 0 | 0 | 0 | 0 | 0 | 0 | 0 | 0 | 0 | 0 | 0 | 0 | 0 | 0 | 0 | 0 | 0 | 0 | 0 | 0 | 0 | 0 | 0 | 0 | 0 | 0 | 0 | 0 | 0 | 0 | 0 | 0 | 0 | 0 | 0 | 0 | 0 | 0 | 0 | 0 | 0 | 0 | 0 | 0 | 0 | 0 | 0 | 0 | 0 | 0 | 0 | 0 | 0 | 0 | 0 | 0 | 0 | 0 | 0 | 0 | 0 | 0 | 0 | 0 | 0 | 0 | 0 | 0 | 0 | 0 | 0 | 0 | 0 | 0 | 0 | 0 | 0 | 0 | 0 | 0 | 0 | 0 | 0 | 0 | 0 | 0 | 0 | 0 | 0 | 0 | 0 | 0 | 0 | 0 | 0 | 0 | 0 | 0 | 0 | 0 | 0 | 0 | 0 | 0 | 0 | 0 | 0 | 0 | 0 | 0 | 0 | 0 | 0 | 0 | 0 | 0 | 0 | 0 | 0 | 0 | 0 | 0 | 0 | 0 | 0 | 0 | 0 | 0 | 0 | 0 | 0 | 0 | 0 | 0 | 0 | 0 | 0 | 0 | 0 | 0 | 0 | 0 | 0 | 0 | 0 | 0 | 0 | 0 | 0 | 0 | 0 | 0 | 0 | 0 | 0 | 0 | 0 | 0 | 0 | 0 | 0 | 0 | 0 | 0 | 0 | 0 | 0 | 0 | 0 | 0 | 0 | 0 | 0 | 0 | 0 | 0 | 0 | 0 | 0 | 0 | 0 | 0 | 0 | 0 | 0 | 0 | 0 | 0 | 0 | 0 | 0 | 0 | 0 | 0 | 0 | 0 | 0 | 0 | 0 | 0 | 0 | 0 | 0 | 0 | 0 | 0 | 0 | 0 | 0 | 0 | 0 | 0 | 0 | 0 | 0 | 0 | 0 | 0 | 0 | 0 | 0 | 0 | 0 | 0 | 0 | 0 | 0 | 0 | 0 | 0 | 0 | 0 | 0 | 0 | 0 | 0 | 0 | 0 | 0 | 0 | 0 | 0 | 0 | 0 | 0 | 0 | 0 | 0 | 0 | 0 | 0 | 0 | 0 | 0 | 0 | 0 | 0 | 0 | 0 | 0 | 0 | 0 | 0 | 0 | 0 | 0 | 0 | 0 | 0 | 0 | 0 | 0 | 0 | 0 | 0 | 0 | 0 | 0 | 0 | 0 | 0 | 0 | 0 | 0 | 0 | 0 | 0 | 0 | 0 | 0 | 0 | 0 | 0 | 0 | 0 | 0 | 0 | 0 | 0 | 0 | 0 | 0 | 0 | 0 | 0 | 0 | 0 | 0 | 0 | 0 | 0 | 0 | 0 | 0 | 0 | 0 | 0 | 0 | 0 | 0 | 0 | 0 | 0 | 0 | 0 | 0 | 0 | 0 | 0 | 0 | 0 | 0 | 0 | 0 | 0 | 0 | 0 | 0 | 0 | 0 | 0 | 0 | 0 | 0 | 0 | 0 | 0 | 0 | 0 | 0 | 0 | 0 | 0 | 0 | 0 | 0 | 0 | 0 | 0 | 0 | 0 | 0 | 0 | 0 | 0 | 0 | 0 | 0 | 0 | 0 | 0 | 0 | 0 | 0 | 0 | 0 | 0 | 0 | 0 | 0 | 0 | 0 | 0 | 0 | 0 | 0 | 0 | 0 | 0 | 0 | 0 | 0 | 0 | 0 | 0 | 0 | 0 | 0 | 0 | 0 | 0 | 0 | 0 | 0 | 0 | 0 | 0 | 0 | 0 | 0 | 0 | 0 | 0 | 0 | 0 | 0 | 0 | 0 | 0 | 0 | 0 | 0 | 0 | 0 | 0 | 0 | 0 | 0 | 0 | 0 | 0 | 0 | 0 | 0 | 0 | 0 | 0 | 0 | 0 | 0 | 0 | 0 | 0 | 0 | 0 | 0 | 0 | 0 | 0 | 0 | 0 | 0 | 0 | 0 | 0 | 0 | 0 | 0 | 0 | 0 | 0 | 0 | 0 | 0 | 0 | 0 | 0 | 0 | 0 | 0 | 0 | 0 | 0 | 0 | 0 | 0 | 0 | 0 | 0 | 0 | 0 | 0 | 0 | 0 | 0 | 0 | 0 | 0 | 0 | 0 | 0 | 0 | 0 | 0 | 0 | 0 | 0 | 0 | 0 | 0 | 0 | 0 | 0 | 0 | 0 | 0 | 0 | 0 | 0 | 0 | 0 | 0 | 0 | 0 | 0 | 0 | 0 | 0 | 0 | 0 | 0 | 0 | 0 | 0 | 0 | 0 | 0 | 0 | 0 | 0 | 0 | 0 | 0 | 0 | 0 | 0 | 0 | 0 | 0 | 0 | 0 | 0 | 0 | 0 | 0 | 0 | 0 | 0 | 0 | 0 | 0 | 0 | 0 | 0 | 0 | 0 | 0 | 0 | 0 | 0 | 0 | 0 | 0 | 0 | 0 | 0 | 0 | 0 | 0 | 0 | 0 | 0 | 0 | 0 | 0 | 0 | 0 | 0 | 0 | 0 | 0 | 0 | 0 | 0 | 0 | 0 | 0 | 0 | 0 | 0 | 0 | 0 | 0 | 0 | 0 | 0 | 0 | 0 | 0 | 0 | 0 | 0 | 0 | 0 | 0 | 0 | 0 | 0 | 0 | 0 | 0 | 0 | 0 | 0 | 0 | 0 | 0 | 0 | 0 | 0 | 0 | 0 | 0 | 0 | 0 | 0 | 0 | 0 | 0 | 0 | 0 | 0 | 0 | 0 | 0 | 0 | 0 | 0 | 0 | 0 | 0 | 0 | 0 | 0 | 0 | 0 | 0 | 0 | 0 | 0 | 0 | 0 | 0 | 0 | 0 | 0 | 0 | 0 | 0 | 0 | 0 | 0 | 0 | 0 | 0 | 0 | 0 | 0 | 0 | 0 | 0 | 0 | 0 | 0 | 0 | 0 | 0 | 0 | 0 | 0 | 0 | 0 | 0 | 0 | 0 | 0 | 0 | 0 | 0 | 0 | 0 | 0 | 0 | 0 | 0 | 0 | 0 | 0 | 0 | 0 | 0 | 0 | 0 | 0 | 0 | 0 | 0 | 0 | 0 | 0 | 0 | 0 | 0 | 0 | 0 | 0 | 0 | 0 | 0 | 0 | 0 | 0 | 0 | 0 | 0 | 0 | 0 | 0 | 0 | 0 | 0 | 0 | 0 | 0 | 0 | 0 | 0 | 0 | 0 | 0 | 0 | 0 | 0 | 0 | 0 | 0 | 0 | 0 | 0 | 0 | 0 | 0 | 0 | 0 | 0 | 0 | 0 | 0 | 0 | 0 | 0 | 0 | 0 | 0 | 0 | 0 | 0 | 0 | 0 | 0 | 0 | 0 | 0 | 0 | 0 | 0 | 0 | 0 | 0 | 0 | 0 | 0 | 0 | 0 | 0 | 0 | 0 | 0 | 0 | 0 | 0 | 0 | 0 | 0 | 0 | 0 | 0 | 0 | 0 | 0 | 0 | 0 | 0 | 0 | 0 | 0 | 0 | 0 | 0 | 0 | 0 | 0 | 0 | 0 | 0 | 0 | 0 | 0 | 0 | 0 | 0 | 0 | 0 | 0 | 0 | 0 | 0 | 0 | 0 | 0 | 0 | 0 | 0 | 0 | 0 | 0 | 0 | 0 | 0 | 0 | 0 | 0 | 0 | 0 | 0 | 0 | 0 | 0 | 0 | 0 | 0 | 0 | 0 | 0 | 0 | 0 | 0 | 0 | 0 | 0 | 0 | 0 | 0 | 0 | 0 | 0 | 0 | 0 | 0 | 0 | 0 | 0 | 0 | 0 | 0 | 0 | 0 | 0 | 0 | 0 | 0 | 0 | 0 | 0 | 0 | 0 | 0 | 0 | 0 | 0 | 0 | 0 | 0 | 0 | 0 | 0 | 0 | 0 | 0 | 0 | 0 | 0 | 0 | 0 | 0 | 0 | 0 | 0 | 0 | 0 | 0 | 0 | 0 | 0 | 0 | 0 | 0 | 0 | 0 | 0 | 0 | 0 | 0 | 0 | 0 | 0 | 0 | 0 | 0 | 0 | 0 | 0 | 0 | 0 | 0 | 0 | 0 | 0 | 0 | 0 | 0 | 0 | 0 | 0 | 0 | 0 | 0 | 0 | 0 | 0 | 0 | 0 | 0 | 0 | 0 | 0 | 0 | 0 | 0 | 0 | 0 | 0 | 0 | 0 | 0 | 0 | 0 | 0 | 0 | 0 | 0 | 0 | 0 | 0 | 0 | 0 | 0 | 0 | 0 | 0 | 0 | 0 | 0 | 0 | 0 | 0 | 0 | 0 | 0 | 0 | 0 | 0 | 0 | 0 | 0 | 0 | 0 | 0 | 0 | 0 | 0 | 0 | 0 | 0 | 0 | 0 | 0 | 0 | 0 | 0 | 0 | 0 | 0 | 0 | 0 | 0 | 0 | 0 | 0 | 0 | 0 | 0 | 0 | 0 | 0 | 0 | 0 | 0 | 0 | 0 | 0 | 0 | 0 | 0 | 0 | 0 | 0 | 0 | 0 | 0 | 0 | 0 | 0 | 0 | 0 | 0 | 0 | 0 | 0 | 0 | 0 | 0 | 0 | 0 | 0 | 0 | 0 | 0 | 0 | 0 | 0 | 0 | 0 | 0 | 0 | 0 | 0 | 0 | 0 | 0 | 0 | 0 | 0 | 0 | 0 | 0 | 0 | 0 | 0 | 0 | 0 | 0 | 0 | 0 | 0 | 0 | 0 | 0 | 0 | 0 | 0 | 0 | 0 | 0 | 0 | 0 | 0 | 0 | 0 | 0 | 0 | 0 | 0 | 0 | 0 | 0 | 0 | 0 | 0 | 0 | 0 | 0 | 0 | 0 | 0 | 0 | 0 | 0 | 0 | 0 | 0 | 0 | 0 | 0 | 0 | 0 | 0 | 0 | 0 | 0 | 0 | 0 | 0 | 0 | 0 | 0 | 0 | 0 | 0 | 0 | 0 | 0 | 0 | 0 | 0 | 0 | 0 | 0 | 0 | 0 | 0 | 0 | 0 | 0 | 0 | 0 | 0 | 0 | 0 | 0 | 0 | 0 | 0 | 0 | 0 | 0 | 0 | 0 | 0 | 0 | 0 | 0 | 0 | 0 | 0 | 0 | 0 | 0 | 0 | 0 | 0 | 0 | 0 | 0 | 0 | 0 | 0 | 0 | 0 | 0 | 0 | 0 | 0 | 0 | 0 | 0 | 0 | 0 | 0 | 0 | 0 | 0 | 0 | 0 | 0 | 0 | 0 | 0 | 0 | 0 | 0 | 0 | 0 | 0 | 0 | 0 | 0 | 0 | 0 | 0 | 0 | 0 | 0 | 0 | 0 | 0 | 0 | 0 | 0 | 0 | 0 | 0 | 0 | 0 | 0 | 0 | 0 | 0 | 0 | 0 | 0 | 0 | 0 | 0 | 0 | 0 | 0 | 0 | 0 | 0 | 0 | 0 | 0 | 0 | 0 | 0 | 0 | 0 | 0 | 0 | 0 | 0 | 0 | 0 | 0 | 0 | 0 | 0 | 0 | 0 | 0 | 0 | 0 | 0 | 0 | 0 | 0 | 0 | 0 | 0 | 0 | 0 | 0 | 0 | 0 | 0 | 0 | 0 | 0 | 0 | 0 | 0 | 0 | 0 | 0 | 0 | 0 | 0 | 0 | 0 | 0 | 0 | 0 | 0 | 0 | 0 | 0 | 0 | 0 | 0 | 0 | 0 | 0 | 0 | 0 | 0 | 0 | 0 | 0 | 0 | 0 | 0 | 0 | 0 | 0 | 0 | 0 | 0 | 0 | 0 | 0 | 0 | 0 | 0 | 0 | 0 | 0 | 0 | 0 | 0 | 0 | 0 | 0 | 0 | 0 | 0 | 0 | 0 | 0 | 0 | 0 | 0 | 0 | 0 | 0 | 0 | 0 | 0 | 0 | 0 | 0 | 0 | 0 | 0 | 0 | 0 | 0 | 0 | 0 | 0 | 0 | 0 | 0 | 0 | 0 | 0 | 0 | 0 | 0 | 0 | 0 | 0 | 0 | 0 | 0 | 0 | 0 | 0 | 0 | 0 | 0 | 0 | 0 | 0 | 0 | 0 | 0 | 0 | 0 | 0 | 0 | 0 | 0 | 0 | 0 | 0 | 0 | 0 | 0 | 0 | 0 | 0 | 0 | 0 | 0 | 0 | 0 | 0 | 0 | 0 | 0 | 0 | 0 | 0 | 0 | 0 | 0 | 0 | 0 | 0 | 0 | 0 | 0 | 0 | 0 | 0 | 0 | 0 | 0 | 0 | 0 | 0 | 0 | 0 | 0 | 0 | 0 | 0 | 0 | 0 | 0 | 0 | 0 | 0 | 0 | 0 | 0 | 0 | 0 | 0 | 0 | 0 | 0 | 0 | 0 | 0 | 0 | 0 | 0 | 0 | 0 | 0 | 0 | 0 | 0 | 0 | 0 | 0 | 0 | 0 | 0 | 0 | 0 | 0 | 0 | 0 | 0 | 0 | 0 | 0 | 0 | 0 | 0 | 0 | 0 | 0 | 0 | 0 | 0 | 0 | 0 | 0 | 0 | 0 | 0 | 0 | 0 | 0 | 0 | 0 | 0 | 0 | 0 | 0 | 0 | 0 | 0 | 0 | 0 | 0 | 0 | 0 | 0 | 0 | 0 | 0 | 0 | 0 | 0 | 0 | 0 | 0 | 0 | 0 | 0 | 0 | 0 | 0 | 0 | 0 | 0 | 0 | 0 | 0 | 0 | 0 | 0 | 0 | 0 | 0 | 0 | 0 | 0 | 0 | 0 | 0 | 0 | 0 | 0 | 0 | 0 | 0 | 0 | 0 | 0 | 0 | 0 | 0 | 0 | 0 | 0 | 0 | 0 | 0 | 0 | 0 | 0 | 0 | 0 | 0 | 0 | 0 | 0 | 0 | 0 | 0 | 0 | 0 | 0 | 0 | 0 | 0 | 0 | 0 | 0 | 0 | 0 | 0 | 0 | 0 | 0 | 0 | 0 | 0 | 0 | 0 | 0 | 0 | 0 | 0 | 0 | 0 | 0 | 0 | 0 | 0 | 0 | 0 | 0 | 0 | 0 | 0 | 0 | 0 | 0 | 0 | 0 | 0 | 0 | 0 | 0 | 0 | 0 | 0 | 0 | 0 | 0 | 0 | 0 | 0 | 0 | 0 | 0 | 0 | 0 | 0 | 0 | 0 | 0 | 0 | 0 | 0 | 0 | 0 | 0 | 0 | 0 | 0 | 0 | 0 | 0 | 0 | 0 | 0 | 0 | 0 | 0 | 0 | 0 | 0 | 0 | 0 | 0 | 0 | 0 | 0 | 0 | 0 | 0 | 0 | 0 | 0 | 0 | 0 | 0 | 0 | 0 | 0 | 0 | 0 | 0 | 0 | 0 | 0 | 0 | 0 | 0 | 0 | 0 | 0 | 0 | 0 | 0 | 0 | 0 | 0 | 0 | 0 | 0 | 0 | 0 | 0 | 0 | 0 | 0 | 0 | 0 | 0 | 0 | 0 | 0 | 0 | 0 | 0 | 0 | 0 | 0 | 0 | 0 | 0 | 0 | 0 | 0 | 0 | 0 | 0 | 0 | 0 | 0 | 0 | 0 | 0 | 0 | 0 | 0 | 0 | 0 | 0 | 0 | 0 | 0 | 0 | 0 | 0 | 0 | 0 | 0 | 0 | 0 | 0 | 0 | 0 | 0 | 0 | 0 | 0 | 0 | 0 | 0 | 0 | 0 | 0 | 0 | 0 | 0 | 0 | 0 | 0 | 0 | 0 | 0 | 0 | 0 | 0 | 0 | 0 | 0 | 0 | 0 | 0 | 0 | 0 | 0 | 0 | 0 | 0 | 0 | 0 | 0 | 0 | 0 | 0 | 0 | 0 | 0 | 0 | 0 | 0 | 0 | 0 | 0 | 0 | 0 | 0 | 0 | 0 | 0 | 0 | 0 | 0 | 0 | 0 | 0 | 0 | 0 | 0 | 0 | 0 | 0 | 0 | 0 | 0 | 0 | 0 | 0 | 0 | 0 | 0 | 0 | 0 | 0 | 0 | 0 | 0 | 0 | 0 | 0 | 0 | 0 | 0 | 0 | 0 | 0 | 0 | 0 | 0 | 0 | 0 | 0 | 0 | 0 | 0 | 0 | 0 | 0 | 0 | 0 | 0 | 0 | 0 | 0 | 0 | 0 | 0 | 0 | 0 | 0 | 0 | 0 | 0 | 0 | 0 | 0 | 0 | 0 | 0 | 0 | 0 | 0 | 0 | 0 | 0 | 0 | 0 | 0 | 0 | 0 | 0 | 0 | 0 | 0 | 0 | 0 | 0 | 0 | 0 | 0 | 0 | 0 | 0 | 0 | 0 | 0 | 0 | 0 | 0 | 0 | 0 | 0 | 0 | 0 | 0 | 0 | 0 | 0 | 0 | 0 | 0 | 0 | 0 | 0 | 0 | 0 | 0 | 0 | 0 | 0 | 0 | 0 | 0 | 0 | 0 | 0 | 0 | 0 | 0 | 0 | 0 | 0 | 0 | 0 | 0 | 0 | 0 | 0 | 0 | 0 | 0 | 0 | 0 | 0 | 0 | 0 | 0 | 0 | 0 | 0 | 0 | 0 | 0 | 0 | 0 | 0 | 0 | 0 | 0 | 0 | 0 | 0 | 0 | 0 | 0 | 0 | 0 | 0 | 0 | 0 | 0 | 0 | 0 | 0 | 0 | 0 | 0 | 0 | 0 | 0 | 0 | 0 | 0 | 0 | 0 | 0 | 0 | 0 | 0 | 0 | 0 | 0 | 0 | 0 | 0 | 0 | 0 | 0 | 0 | 0 | 0 | 0 | 0 | 0 | 0 | 0 | 0 | 0 | 0 | 0 | 0 | 0 | 0 | 0 | 0 | 0 | 0 | 0 | 0 | 0 | 0 | 0 | 0 | 0 | 0 | 0 | 0 | 0 | 0 | 0 | 0 | 0 | 0 | 0 | 0 | 0 | 0 | 0 | 0 | 0 | 0 | 0 | 0 | 0 | 0 | 0 | 0 | 0 | 0 | 0 | 0 | 0 | 0 | 0 | 0 | 0 | 0 | 0 | 0 | 0 | 0 | 0 | 0 | 0 | 0 | 0 | 0 | 0 | 0 | 0 | 0 | 0 | 0 | 0 | 0 | 0 | 0 | 0 | 0 | 0 | 0 | 0 | 0 | 0 | 0 | 0 | 0 | 0 | 0 | 0 | 0 | 0 | 0 | 0 | 0 | 0 | 0 | 0 | 0 | 0 | 0 | 0 | 0 | 0 | 0 | 0 | 0 | 0 | 0 | 0 | 0 | 0 | 0 | 0 | 0 | 0 | 0 | 0 | 0 | 0 | 0 | 0 | 0 | 0 | 0 | 0 | 0 | 0 | 0 | 0 | 0 | 0 | 0 | 0 | 0 | 0 | 0 | 0 | 0 | 0 | 0 | 0 | 0 | 0 | 0 | 0 | 0 | 0 | 0 | 0 | 0 | 0 | 0 | 0 | 0 | 0 | 0 | 0 | 0 | 0 | 0 | 0 | 0 | 0 | 0 | 0 | 0 | 0 | 0 | 0 | 0 | 0 | 0 | 0 | 0 | 0 | 0 | 0 | 0 | 0 | 0 | 0 | 0 | 0 | 0 | 0 | 0 | 0 | 0 | 0 | 0 | 0 | 0 | 0 | 0 | 0 | 0 | 0 | 0 | 0 | 0 | 0 | 0 | 0 | 0 | 0 | 0 | 0 | 0 | 0 | 0 | 0 | 0 | 0 | 0 | 0 | 0 | 0 | 0 | 0 | 0 | 0 | 0 | 0 | 0 | 0 | 0 | 0 | 0 | 0 | 0 | 0 | 0 | 0 | 0 | 0 | 0 | 0 | 0 | 0 | 0 | 0 | 0 | 0 | 0 | 0 | 0 | 0 | 0 | 0 | 0 | 0 | 0 | 0 | 0 | 0 | 0 | 0 | 0 | 0 | 0 | 0 | 0 | 0 | 0 | 0 | 0 | 0 | 0 | 0 | 0 | 0 | 0 | 0 | 0 | 0 | 0 | 0 | 0 | 0 | 0 | 0 | 0 | 0 | 0 | 0 | 0 | 0 | 0 | 0 | 0 | 0 | 0 | 0 | 0 | 0 | 0 | 0 | 0 | 0 | 0 | 0 | 0 | 0 | 0 | 0 | 0 | 0 | 0 | 0 | 0 | 0 | 0 | 0 | 0 | 0 | 0 | 0 | 0 | 0 | 0 | 0 | 0 | 0 | 0 | 0 | 0 | 0 | 0 | 0 | 0 | 0 | 0 | 0 | 0 | 0 | 0 | 0 | 0 | 0 | 0 | 0 | 0 | 0 | 0 | 0 | 0 | 0 | 0 | 0 | 0 | 0 | 0 | 0 | 0 | 0 | 0 | 0 | 0 | 0 | 0 | 0 | 0 | 0 | 0 | 0 | 0 | 0 | 0 | 0 | 0 | 0 | 0 | 0 | 0 | 0 | 0 | 0 | 0 | 0 | 0 | 0 | 0 | 0 | 0 | 0 | 0 | 0 | 0 | 0 | 0 | 0 | 0 | 0 | 0 | 0 | 0 | 0 | 0 | 0 | 0 | 0 | 0 | 0 | 0 | 0 | 0 | 0 | 0 | 0 | 0 | 0 | 0 | 0 | 0 | 0 | 0 | 0 | 0 | 0 | 0 | 0 | 0 | 0 | 0 | 0 | 0 | 0 | 0 | 0 | 0 | 0 | 0 | 0 | 0 | 0 | 0 | 0 | 0 | 0 | 0 | 0 | 0 | 0 | 0 | 0 | 0 | 0 | 0 | 0 | 0 | 0 | 0 | 0 | 0 | 0 | 0 | 0 | 0 | 0 | 0 | 0 | 0 | 0 | 0 | 0 | 0 | 0 | 0 | 0 | 0 | 0 | 0 | 0 | 0 | 0 | 0 | 0 | 0 | 0 | 0 | 0 | 0 | 0 | 0 | 0 | 0 | 0 | 0 | 0 | 0 | 0 | 0 | 0 | 0 | 0 | 0 | 0 | 0 | 0 | 0 | 0 | 0 | 0 | 0 | 0 | 0 | 0 | 0 | 0 | 0 | 0 | 0 | 0 | 0 | 0 | 0 | 0 | 0 | 0 | 0 | 0 | 0 | 0 | 0 | 0 | 0 | 0 | 0 | 0 | 0 | 0 | 0 | 0 | 0 | 0 | 0 | 0 | 0 | 0 | 0 | 0 | 0 | 0 | 0 | 0 | 0 | 0 | 0 | 0 | 0 | 0 | 0 | 0 | 0 | 0 | 0 | 0 | 0 | 0 | 0 | 0 | 0 | 0 | 0 | 0 | 0 | 0 | 0 | 0 | 0 | 0 | 0 | 0 | 0 | 0 | 0 | 0 | 0 | 0 | 0 | 0 | 0 | 0 | 0 | 0 | 0 | 0 | 0 | 0 | 0 | 0 | 0 | 0 | 0 | 0 | 0 | 0 | 0 | 0 | 0 | 0 | 0 | 0 | 0 | 0 | 0 | 0 | 0 | 0 | 0 | 0 | 0 | 0 | 0 | 0 | 0 | 0 | 0 | 0 | 0 | 0 | 0 | 0 | 0 | 0 | 0 | 0 | 0 | 0 | 0 | 0 | 0 | 0 | 0 | 0 | 0 | 0 | 0 | 0 | 0 | 0 | 0 | 0 | 0 | 0 | 0 | 0 | 0 | 0 | 0 | 0 | 0 | 0 | 0 | 0 | 0 | 0 | 0 | 0 | 0 | 0 | 0 | 0 | 0 | 0 | 0 | 0 | 0 | 0 | 0 | 0 | 0 | 0 | 0 | 0 | 0 | 0 | 0 | 0 | 0 | 0 | 0 | 0 | 0 | 0 | 0 | 0 | 0 | 0 | 0 | 0 | 0 | 0 | 0 | 0 | 0 | 0 | 0 | 0 | 0 | 0 | 0 | 0 | 0 | 0 | 0 | 0 | 0 | 0 | 0 | 0 | 0 | 0 | 0 | 0 | 0 | 0 | 0 | 0 | 0 | 0 | 0 | 0 | 0 | 0 | 0 | 0 | 0 | 0 | 0 | 0 | 0 | 0 | 0 | 0 | 0 | 0 | 0 | 0 | 0 | 0 | 0 | 0 | 0 | 0 | 0 | 0 | 0 | 0 | 0 | 0 | 0 | 0 | 0 | 0 | 0 | 0 | 0 | 0 | 0 | 0 | 0 | 0 | 0 | 0 | 0 | 0 | 0 | 0 | 0 | 0 | 0 | 0 | 0 | 0 | 0 | 0 | 0 | 0 | 0 | 0 | 0 | 0 | 0 | 0 | 0 | 0 | 0 | 0 | 0 | 0 | 0 | 0 | 0 | 0 | 0 | 0 | 0 | 0 | 0 | 0 | 0 | 0 | 0 | 0 | 0 | 0 | 0 | 0 | 0 | 0 | 0 | 0 | 0 | 0 | 0 | 0 | 0 | 0 | 0 | 0 | 0 | 0 | 0 | 0 | 0 | 0 | 0 | 0 | 0 | 0 | 0 | 0 | 0 | 0 | 0 | 0 | 0 | 0 | 0 | 0 | 0 | 0 | 0 | 0 | 0 | 0 | 0 | 0 | 0 | 0 | 0 | 0 | 0 | 0 | 0 | 0 | 0 | 0 | 0 | 0 | 0 | 0 | 0 | 0 | 0 | 0 | 0 | 0 | 0 | 0 | 0 | 0 | 0 | 0 | 0 | 0 | 0 | 0 | 0 | 0 | 0 | 0 | 0 | 0 | 0 | 0 | 0 | 0 | 0 | 0 | 0 | 0 | 0 | 0 | 0 | 0 | 0 | 0 | 0 | 0 | 0 | 0 | 0 | 0 | 0 | 0 | 0 | 0 | 0 | 0 | 0 | 0 | 0 | 0 | 0 | 0 | 0 | 0 | 0 | 0 | 0 | 0 | 0 | 0 | 0 | 0 | 0 | 0 | 0 | 0 | 0 | 0 | 0 | 0 | 0 | 0 | 0 | 0 | 0 | 0 | 0 | 0 | 0 | 0 | 0 | 0 | 0 | 0 | 0 | 0 | 0 | 0 | 0 | 0 | 0 | 0 | 0 | 0 | 0 | 0 | 0 | 0 | 0 | 0 | 0 | 0 | 0 | 0 | 0 | 0 | 0 | 0 | 0 | 0 | 0 | 0 | 0 | 0 | 0 | 0 | 0 | 0 | 0 | 0 | 0 | 0 | 0 | 0 | 0 | 0 | 0 | 0 | 0 | 0 | 0 | 0 | 0 | 0 | 0 | 0 | 0 | 0 | 0 | 0 | 0 | 0 | 0 | 0 | 0 | 0 | 0 | 0 | 0 | 0 | 0 | 0 | 0 | 0 | 0 | 0 | 0 | 0 | 0 | 0 | 0 | 0 | 0 | 0 | 0 | 0 | 0 | 0 | 0 | 0 | 0 | 0 | 0 | 0 | 0 | 0 | 0 | 0 | 0 | 0 | 0 | 0 | 0 | 0 | 0 | 0 | 0 | 0 | 0 | 0 | 0 | 0 | 0 | 0 | 0 | 0 | 0 | 0 | 0 | 0 | 0 | 0 | 0 | 0 | 0 | 0 | 0 | 0 | 0 | 0 | 0 | 0 | 0 | 0 | 0 | 0 | 0 | 0 | 0 | 0 | 0 | 0 | 0 | 0 | 0 | 0 | 0 | 0 | 0 | 0 | 0 | 0 | 0 | 0 | 0 | 0 | 0 | 0 | 0 | 0 | 0 | 0 | 0 | 0 | 0 | 0 | 0 | 0 | 0 | 0 | 0 | 0 | 0 | 0 | 0 | 0 | 0 | 0 | 0 | 0 | 0 | 0 | 0 | 0 | 0 | 0 | 0 | 0 | 0 | 0 | 0 | 0 | 0 | 0 | 0 | 0 | 0 | 0 | 0 | 0 | 0 | 0 | 0 | 0 | 0 | 0 | 0 | 0 | 0 | 0 | 0 | 0 | 0 | 0 | 0 | 0 | 0 | 0 | 0 | 0 | 0 | 0 | 0 | 0 | 0 | 0 | 0 | 0 | 0 | 0 | 0 | 0 | 0 | 0 | 0 | 0 | 0 | 0 | 0 | 0 | 0 | 0 | 0 | 0 | 0 | 0 | 0 | 0 | 0 | 0 | 0 | 0 | 0 | 0 | 0 | 0 | 0 | 0 | 0 | 0 | 0 | 0 | 0 | 0 | 0 | 0 | 0 | 0 | 0 | 0 | 0 | 0 | 0 | 0 | 0 | 0 | 0 | 0 | 0 | 0 | 0 | 0 | 0 | 0 | 0 | 0 | 0 | 0 | 0 | 0 | 0 | 0 | 0 | 0 | 0 | 0 | 0 | 0 | 0 | 0 | 0 | 0 | 0 | 0 | 0 | 0 | 0 | 0 | 0 | 0 | 0 | 0 | 0 | 0 | 0 | 0 | 0 | 0 | 0 | 0 | 0 | 0 | 0 | 0 | 0 | 0 | 0 | 0 | 0 | 0 | 0 | 0 | 0 | 0 | 0 | 0 | 0 | 0 | 0 | 0 | 0 | 0 | 0 | 0 | 0 | 0 | 0 | 0 | 0 | 0 | 0 | 0 | 0 | 0 | 0 | 0 | 0 | 0 | 0 | 0 | 0 | 0 | 0 | 0 | 0 | 0 | 0 | 0 | 0 | 0 | 0 | 0 | 0 | 0 | 0 | 0 | 0 | 0 | 0 | 0 | 0 | 0 | 0 | 0 | 0 | 0 | 0 | 0 | 0 | 0 | 0 | 0 | 0 | 0 | 0 | 0 | 0 | 0 | 0 | 0 | 0 | 0 | 0 | 0 | 0 | 0 | 0 | 0 | 0 | 0 | 0 | 0 | 0 | 0 | 0 | 0 | 0 | 0 | 0 | 0 | 0 | 0 | 0 | 0 | 0 | 0 | 0 | 0 | 0 | 0 | 0 | 0 | 0 | 0 | 0 | 0 | 0 | 0 | 0 | 0 | 0 | 0 | 0 | 0 | 0 | 0 | 0 | 0 | 0 | 0 | 0 | 0 | 0 | 0 | 0 | 0 | 0 | 0 | 0 | 0 | 0 | 0 | 0 | 0 | 0 | 0 | 0 | 0 | 0 | 0 | 0 | 0 | 0 | 0 | 0 | 0 | 0 | 0 | 0 | 0 | 0 | 0 | 0 | 0 | 0 | 0 | 0 | 0 | 0 | 0 | 0 | 0 | 0 | 0 | 0 | 0 | 0 | 0 | 0 | 0 | 0 | 0 | 0 | 0 | 0 | 0 | 0 | 0 | 0 | 0 | 0 | 0 | 0 | 0 | 0 | 0 | 0 | 0 | 0 | 0 | 0 | 0 | 0 | 0 | 0 | 0 | 0 | 0 | 0 | 0 | 0 | 0 | 0 | 0 | 0 | 0 | 0 | 0 | 0 | 0 | 0 | 0 | 0 | 0 | 0 | 0 | 0 | 0 | 0 | 0 | 0 | 0 | 0 | 0 | 0 | 0 | 0 | 0 | 0 | 0 | 0 | 0 | 0 | 0 | 0 | 0 | 0 | 0 | 0 | 0 | 0 | 0 | 0 | 0 | 0 | 0 | 0 | 0 | 0 | 0 | 0 | 0 | 0 | 0 | 0 | 0 | 0 | 0 | 0 | 0 | 0 | 0 | 0 | 0 | 0 | 0 | 0 | 0 | 0 | 0 | 0 | 0 | 0 | 0 | 0 | 0 | 0 | 0 | 0 | 0 | 0 | 0 | 0 | 0 | 0 | 0 | 0 | 0 | 0 | 0 | 0 | 0 | 0 | 0 | 0 | 0 | 0 | 0 | 0 | 0 | 0 | 0 | 0 | 0 | 0 | 0 | 0 | 0 | 0 | 0 | 0 | 0 | 0 | 0 | 0 | 0 | 0 | 0 | 0 | 0 | 0 | 0 | 0 | 0 | 0 | 0 | 0 | 0 | 0 | 0 | 0 | 0 | 0 | 0 | 0 | 0 | 0 | 0 | 0 | 0 | 0 | 0 | 0 | 0 | 0 | 0 | 0 | 0 | 0 | 0 | 0 | 0 | 0 | 0 | 0 | 0 | 0 | 0 | 0 | 0 | 0 | 0 | 0 | 0 | 0 | 0 | 0 | 0 | 0 | 0 | 0 | 0 | 0 | 0 | 0 | 0 | 0 | 0 | 0 | 0 | 0 | 0 | 0 | 0 | 0 | 0 | 0 | 0 | 0 | 0 | 0 | 0 | 0 | 0 | 0 | 0 | 0 | 0 | 0 | 0 | 0 | 0 | 0 | 0 | 0 | 0 | 0 | 0 | 0 | 0 | 0 | 0 | 0 | 0 | 0 | 0 | 0 | 0 | 0 | 0 | 0 | 0 | 0 | 0 | 0 | 0 | 0 | 0 | 0 | 0 | 0 | 0 | 0 | 0 | 0 | 0 | 0 | 0 | 0 | 0 | 0 | 0 | 0 | 0 | 0 | 0 | 0 | 0 | 0 | 0 | 0 | 0 | 0 | 0 | 0 | 0 | 0 | 0 | 0 | 0 | 0 | 0 | 0 | 0 | 0 | 0 | 0 | 0 | 0 | 0 | 0 | 0 | 0 | 0 | 0 | 0 | 0 | 0 | 0 | 0 | 0 | 0 | 0 | 0 | 0 | 0 | 0 | 0 | 0 | 0 | 0 | 0 | 0 | 0 | 0 | 0 | 0 | 0 | 0 | 0 | 0 | 0 | 0 | 0 | 0 | 0 | 0 | 0 | 0 | 0 | 0 | 0 | 0 | 0 | 0 | 0 | 0 | 0 | 0 | 0 | 0 | 0 | 0 | 0 | 0 | 0 | 0 | 0 | 0 | 0 | 0 | 0 | 0 | 0 | 0 | 0 | 0 | 0 | 0 | 0 | 0 | 0 | 0 | 0 | 0 | 0 | 0 | 0 | 0 | 0 | 0 | 0 | 0 | 0 | 0 | 0 | 0 | 0 | 0 | 0 | 0 | 0 | 0 | 0 | 0 | 0 | 0 | 0 | 0 | 0 | 0 | 0 | 0 | 0 | 0 | 0 | 0 | 0 | 0 | 0 | 0 | 0 | 0 | 0 | 0 | 0 | 0 | 0 | 0 | 0 | 0 | 0 | 0 | 0 | 0 | 0 | 0 | 0 | 0 | 0 | 0 | 0 | 0 | 0 | 0 | 0 | 0 | 0 | 0 | 0 | 0 | 0 | 0 | 0 | 0 | 0 | 0 | 0 | 0 | 0 | 0 | 0 | 0 | 0 | 0 | 0 | 0 | 0 | 0 | 0 | 0 | 0 | 0 | 0 | 0 | 0 | 0 | 0 | 0 | 0 | 0 | 0 | 0 | 0 | 0 | 0 | 0 | 0 | 0 | 0 | 0 | 0 | 0 | 0 | 0 | 0 | 0 | 0 | 0 | 0 | 0 | 0 | 0 | 0 | 0 | 0 | 0 | 0 | 0 | 0 | 0 | 0 | 0 | 0 | 0 | 0 | 0 | 0 | 0 | 0 | 0 | 0 | 0 | 0 | 0 | 0 | 0 | 0 | 0 | 0 | 0 | 0 | 0 | 0 | 0 | 0 | 0 | 0 | 0 | 0 | 0 | 0 | 0 | 0 | 0 | 0 | 0 | 0 | 0 | 0 | 0 | 0 | 0 | 0 | 0 | 0 | 0 | 0 | 0 | 0 | 0 | 0 | 0 | 0 | 0 | 0 | 0 | 0 | 0 | 0 | 0 | 0 | 0 | 0 | 0 | 0 | 0 | 0 | 0 | 0 | 0 | 0 | 0 | 0 | 0 | 0 | 0 | 0 | 0 | 0 | 0 | 0 | 0 | 0 | 0 | 0 | 0 | 0 | 0 | 0 | 0 | 0 | 0 | 0 | 0 | 0 | 0 | 0 | 0 | 0 | 0 | 0 | 0 | 0 | 0 | 0 | 0 | 0 | 0 | 0 | 0 | 0 | 0 | 0 | 0 | 0 | 0 | 0 | 0 | 0 | 0 | 0 | 0 | 0 | 0 | 0 | 0 | 0 | 0 | 0 | 0 | 0 | 0 | 0 | 0 | 0 | 0 | 0 | 0 | 0 | 0 | 0 | 0 | 0 | 0 | 0 | 0 | 0 | 0 | 0 | 0 | 0 | 0 | 0 | 0 | 0 | 0 | 0 | 0 | 0 | 0 | 0 | 0 | 0 | 0 | 0 | 0 | 0 | 0 | 0 | 0 | 0 | 0 | 0 | 0 | 0 | 0 | 0 | 0 | 0 | 0 | 0 | 0 | 0 | 0 | 0 | 0 | 0 | 0 | 0 | 0 | 0 | 0 | 0 | 0 | 0 | 0 | 0 | 0 | 0 | 0 | 0 | 0 | 0 | 0 | 0 | 0 | 0 | 0 | 0 | 0 | 0 | 0 | 0 | 0 | 0 | 0 | 0 | 0 | 0 | 0 | 0 | 0 | 0 | 0 | 0 | 0 | 0 | 0 | 0 | 0 | 0 | 0 | 0 | 0 | 0 | 0 | 0 | 0 | 0 | 0 | 0 | 0 | 0 | 0 | 0 | 0 | 0 | 0 | 0 | 0 | 0 | 0 | 0 | 0 | 0 | 0 | 0 | 0 | 0 | 0 | 0 | 0 | 0 | 0 | 0 | 0 | 0 | 0 | 0 | 0 | 0 | 0 | 0 | 0 | 0 | 0 | 0 | 0 | 0 | 0 | 0 | 0 | 0 | 0 | 0 | 0 | 0 | 0 | 0 | 0 | 0 | 0 | 0 | 0 | 0 | 0 | 0 | 0 | 0 | 0 | 0 | 0 | 0 | 0 | 0 | 0 | 0 | 0 | 0 | 0 | 0 | 0 | 0 | 0 | 0 | 0 | 0 | 0 | 0 | 0 | 0 | 0 | 0 | 0 | 0 | 0 | 0 | 0 | 0 | 0 | 0 | 0 | 0 | 0 | 0 | 0 | 0 | 0 | 0 | 0 | 0 | 0 | 0 | 0 | 0 | 0 | 0 | 0 | 0 | 0 | 0 | 0 | 0 | 0 | 0 | 0 | 0 | 0 | 0 | 0 | 0 | 0 | 0 | 0 | 0 | 0 | 0 | 0 | 0 | 0 | 0 | 0 | 0 | 0 | 0 | 0 | 0 | 0 | 0 | 0 | 0 | 0 | 0 | 0 | 0 | 0 | 0 | 0 | 0 | 0 | 0 | 0 | 0 | 0 | 0 | 0 | 0 | 0 | 0 | 0 | 0 | 0 | 0 | 0 | 0 | 0 | 0 | 0 | 0 | 0 | 0 | 0 | 0 | 0 | 0 | 0 | 0 | 0 | 0 | 0 | 0 | 0 | 0 | 0 | 0 | 0 | 0 | 0 | 0 | 0 | 0 | 0 | 0 | 0 | 0 | 0 | 0 | 0 | 0 | 0 | 0 | 0 | 0 | 0 | 0 | 0 | 0 | 0 | 0 | 0 | 0 | 0 | 0 | 0 | 0 | 0 | 0 | 0 | 0 | 0 | 0 | 0 | 0 | 0 | 0 | 0 | 0 | 0 | 0 | 0 | 0 | 0 | 0 | 0 | 0 | 0 | 0 | 0 | 0 | 0 | 0 | 0 | 0 | 0 | 0 | 0 | 0 | 0 | 0 | 0 | 0 | 0 | 0 | 0 | 0 | 0 | 0 | 0 | 0 | 0 | 0 | 0 | 0 | 0 | 0 | 0 | 0 | 0 | 0 | 0 | 0 | 0 | 0 | 0 | 0 | 0 | 0 | 0 | 0 | 0 | 0 | 0 | 0 | 0 | 0 | 0 | 0 | 0 | 0 | 0 | 0 | 0 | 0 | 0 | 0 | 0 | 0 | 0 | 0 | 0 | 0 | 0 | 0 | 0 | 0 | 0 | 0 | 0 | 0 | 0 | 0 | 0 | 0 | 0 | 0 | 0 | 0 | 0 | 0 | 0 | 0 | 0 | 0 | 0 | 0 | 0 | 0 | 0 | 0 | 0 | 0 | 0 | 0 | 0 | 0 | 0 | 0 | 0 | 0 | 0 | 0 | 0 | 0 | 0 | 0 | 0 | 0 | 0 | 0 | 0 | 0 | 0 | 0 | 0 | 0 | 0 | 0 | 0 | 0 | 0 | 0 | 0 | 0 | 0 | 0 | 0 | 0 | 0 | 0 | 0 | 0 | 0 | 0 | 0 | 0 | 0 | 0 | 0 | 0 | 0 | 0 | 0 | 0 | 0 | 0 | 0 | 0 | 0 | 0 | 0 | 0 | 0 | 0 | 0 | 0 | 0 | 0 | 0 | 0 | 0 | 0 | 0 | 0 | 0 | 0 | 0 | 0 | 0 | 0 | 0 | 0 | 0 | 0 | 0 | 0 | 0 | 0 | 0 | 0 | 0 | 0 | 0 | 0 | 0 | 0 | 0 | 0 | 0 | 0 | 0 | 0 | 0 | 0 | 0 | 0 | 0 | 0 | 0 | 0 | 0 | 0 | 0 | 0 | 0 | 0 | 0 | 0 | 0 | 0 | 0 | 0 | 0 | 0 | 0 | 0 | 0 | 0 | 0 | 0 | 0 | 0 | 0 | 0 | 0 | 0 | 0 | 0 | 0 | 0 | 0 | 0 | 0 | 0 | 0 | 0 | 0 | 0 | 0 | 0 | 0 | 0 | 0 | 0 | 0 | 0 | 0 | 0 | 0 | 0 | 0 | 0 | 0 | 0 | 0 | 0 | 0 | 0 | 0 | 0 | 0 | 0 | 0 | 0 | 0 | 0 | 0 | 0 | 0 | 0 | 0 | 0 | 0 | 0 | 0 | 0 | 0 | 0 | 0 | 0 | 0 | 0 | 0 | 0 | 0 | 0 | 0 | 0 | 0 | 0 | 0 | 0 | 0 | 0 | 0 | 0 | 0 | 0 | 0 | 0 | 0 | 0 | 0 | 0 | 0 | 0 | 0 | 0 | 0 | 0 | 0 | 0 | 0 | 0 | 0 | 0 | 0 | 0 | 0 | 0 | 0 | 0 | 0 | 0 | 0 | 0 | 0 | 0 | 0 | 0 | 0 | 0 | 0 | 0 | 0 | 0 | 0 | 0 | 0 | 0 | 0 | 0 | 0 | 0 | 0 | 0 | 0 | 0 | 0 | 0 | 0 | 0 | 0 | 0 | 0 | 0 | 0 | 0 | 0 | 0 | 0 | 0 | 0 | 0 | 0 | 0 | 0 | 0 | 0 | 0 | 0 | 0 | 0 | 0 | 0 | 0 | 0 | 0 | 0 | 0 | 0 | 0 | 0 | 0 | 0 | 0 | 0 | 0 | 0 | 0 | 0 | 0 | 0 | 0 | 0 | 0 | 0 | 0 | 0 | 0 | 0 | 0 | 0 | 0 | 0 | 0 | 0 | 0 | 0 | 0 | 0 | 0 | 0 | 0 | 0 | 0 | 0 | 0 | 0 | 0 | 0 | 0 | 0 | 0 | 0 | 0 | 0 | 0 | 0 | 0 | 0 | 0 | 0 | 0 | 0 | 0 | 0 | 0 | 0 | 0 | 0 | 0 | 0 | 0 | 0 | 0 | 0 | 0 | 0 | 0 | 0 | 0 | 0 | 0 | 0 | 0 | 0 | 0 | 0 | 0 | 0 | 0 | 0 | 0 | 0 | 0 | 0 | 0 | 0 | 0 | 0 | 0 | 0 | 0 | 0 | 0 | 0 | 0 | 0 | 0 | 0 | 0 | 0 | 0 | 0 | 0 | 0 | 0 | 0 | 0 | 0 | 0 | 0 | 0 | 0 | 0 | 0 | 0 | 0 | 0 | 0 | 0 | 0 | 0 | 0 | 0 | 0 | 0 | 0 | 0 | 0 | 0 | 0 | 0 | 0 | 0 | 0 | 0 | 0 | 0 | 0 | 0 | 0 | 0 | 0 | 0 | 0 | 0 | 0 | 0 | 0 | 0 | 0 | 0 | 0 | 0 | 0 | 0 | 0 | 0 | 0 | 0 | 0 | 0 | 0 | 0 | 0 | 0 | 0 | 0 | 0 | 0 | 0 | 0 | 0 | 0 | 0 | 0 | 0 | 0 | 0 | 0 | 0 | 0 | 0 | 0 | 0 | 0 | 0 | 0 | 0 | 0 | 0 | 0 | 0 | 0 | 0 | 0 | 0 | 0 | 0 | 0 | 0 | 0 | 0 | 0 | 0 | 0 | 0 | 0 | 0 | 0 | 0 | 0 | 0 | 0 | 0 | 0 | 0 | 0 | 0 | 0 | 0 | 0 | 0 | 0 | 0 | 0 | 0 | 0 | 0 | 0 | 0 | 0 | 0 | 0 | 0 | 0 | 0 | 0 | 0 | 0 | 0 | 0 | 0 | 0 | 0 | 0 | 0 | 0 | 0 | 0 | 0 | 0 | 0 | 0 | 0 | 0 | 0 | 0 | 0 | 0 | 0 | 0 | 0 | 0 | 0 | 0 | 0 | 0 | 0 | 0 | 0 | 0 | 0 | 0 | 0 | 0 | 0 | 0 | 0 | 0 | 0 | 0 | 0 | 0 | 0 | 0 | 0 | 0 | 0 | 0 | 0 | 0 | 0 | 0 | 0 | 0 | 0 | 0 | 0 | 0 | 0 | 0 | 0 | 0 | 0 | 0 | 0 | 0 | 0 | 0 | 0 | 0 | 0 | 0 | 0 | 0 | 0 | 0 | 0 | 0 | 0 | 0 | 0 | 0 | 0 | 0 | 0 | 0 | 0 | 0 | 0 | 0 | 0 | 0 | 0 | 0 | 0 | 0 | 0 | 0 | 0 | 0 | 0 | 0 | 0 | 0 | 0 | 0 | 0 | 0 | 0 | 0 | 0 | 0 | 0 | 0 | 0 | 0 | 0 | 0 | 0 | 0 | 0 | 0 | 0 | 0 | 0 | 0 | 0 | 0 | 0 | 0 | 0 | 0 | 0 | 0 | 0 | 0 | 0 | 0 | 0 | 0 | 0 | 0 | 0 | 0 | 0 | 0 | 0 | 0 | 0 | 0 | 0 | 0 | 0 | 0 | 0 | 0 | 0 | 0 | 0 | 0 | 0 | 0 | 0 | 0 | 0 | 0 | 0 | 0 | 0 | 0 | 0 | 0 | 0 | 0 | 0 | 0 | 0 | 0 | 0 | 0 | 0 | 0 | 0 | 0 | 0 | 0 | 0 | 0 | 0 | 0 | 0 | 0 | 0 | 0 | 0 | 0 | 0 | 0 | 0 | 0 | 0 | 0 | 0 | 0 | 0 | 0 | 0 | 0 | 0 | 0 | 0 | 0 | 0 | 0 | 0 | 0 | 0 | 0 | 0 | 0 | 0 | 0 | 0 | 0 | 0 | 0 | 0 | 0 | 0 | 0 | 0 | 0 | 0 | 0 | 0 | 0 | 0 | 0 | 0 | 0 | 0 | 0 | 0 | 0 | 0 | 0 | 0 | 0 | 0 | 0 | 0 | 0 | 0 | 0 | 0 | 0 | 0 | 0 | 0 | 0 | 0 | 0 | 0 | 0 | 0 | 0 | 0 | 0 | 0 | 0 | 0 | 0 | 0 | 0 | 0 | 0 | 0 | 0 | 0 | 0 | 0 | 0 | 0 | 0 | 0 | 0 | 0 | 0 | 0 | 0 | 0 | 0 | 0 | 0 | 0 | 0 | 0 | 0 | 0 | 0 | 0 | 0 | 0 | 0 | 0 | 0 | 0 | 0 | 0 | 0 | 0 | 0 | 0 | 0 | 0 | 0 | 0 | 0 | 0 | 0 | 0 | 0 | 0 | 0 | 0 | 0 | 0 | 0 | 0 | 0 | 0 | 0 | 0 | 0 | 0 | 0 | 0 | 0 | 0 | 0 | 0 | 0 | 0 | 0 | 0 | 0 | 0 | 0 | 0 | 0 | 0 | 0 | 0 | 0 | 0 | 0 | 0 | 0 | 0 | 0 | 0 | 0 | 0 | 0 | 0 | 0 | 0 | 0 | 0 | 0 | 0 | 0 | 0 | 0 | 0 | 0 | 0 | 0 | 0 | 0 | 0 | 0 | 0 | 0 | 0 | 0 | 0 | 0 | 0 | 0 | 0 | 0 | 0 | 0 | 0 | 0 | 0 | 0 | 0 | 0 | 0 | 0 | 0 | 0 | 0 | 0 | 0 | 0 | 0 | 0 | 0 | 0 | 0 | 0 | 0 | 0 | 0 | 0 | 0 | 0 | 0 | 0 | 0 | 0 | 0 | 0 | 0 | 0 | 0 | 0 | 0 | 0 | 0 | 0 | 0 | 0 | 0 | 0 | 0 | 0 | 0 | 0 | 0 | 0 | 0 | 0 | 0 | 0 | 0 | 0 | 0 | 0 | 0 | 0 | 0 | 0 | 0 | 0 | 0 | 0 | 0 | 0 | 0 | 0 | 0 | 0 | 0 | 0 | 0 | 0 | 0 | 0 | 0 | 0 | 0 | 0 | 0 | 0 | 0 | 0 | 0 | 0 | 0 | 0 | 0 | 0 | 0 | 0 | 0 | 0 | 0 | 0 | 0 | 0 | 0 | 0 | 0 | 0 | 0 | 0 | 0 | 0 | 0 | 0 | 0 | 0 | 0 | 0 | 0 | 0 | 0 | 0 | 0 | 0 | 0 | 0 | 0 | 0 | 0 | 0 | 0 | 0 | 0 | 0 | 0 | 0 | 0 | 0 | 0 | 0 | 0 | 0 | 0 | 0 | 0 | 0 | 0 | 0 | 0 | 0 | 0 | 0 | 0 | 0 | 0 | 0 | 0 | 0 | 0 | 0 | 0 | 0 | 0 | 0 | 0 | 0 | 0 | 0 | 0 | 0 | 0 | 0 | 0 | 0 | 0 | 0 | 0 | 0 | 0 | 0 | 0 | 0 | 0 | 0 | 0 | 0 | 0 | 0 | 0 | 0 | 0 | 0 | 0 | 0 | 0 | 0 | 0 | 0 | 0 | 0 | 0 | 0 | 0 | 0 | 0 | 0 | 0 | 0 | 0 | 0 | 0 | 0 | 0 | 0 | 0 | 0 | 0 | 0 | 0 | 0 | 0 | 0 | 0 | 0 | 0 | 0 | 0 | 0 | 0 | 0 | 0 | 0 | 0 | 0 | 0 | 0 | 0 | 0 | 0 | 0 | 0 | 0 | 0 | 0 | 0 | 0 | 0 | 0 | 0 | 0 | 0 | 0 | 0 | 0 | 0 | 0 | 0 | 0 | 0 | 0 | 0 | 0 | 0 | 0 | 0 | 0 | 0 | 0 | 0 | 0 | 0 | 0 | 0 | 0 | 0 | 0 | 0 | 0 | 0 | 0 | 0 | 0 | 0 | 0 | 0 | 0 | 0 | 0 | 0 | 0 | 0 | 0 | 0 | 0 | 0 | 0 | 0 | 0 | 0 | 0 | 0 | 0 | 0 | 0 | 0 | 0 | 0 | 0 | 0 | 0 | 0 | 0 | 0 | 0 | 0 | 0 | 0 | 0 | 0 | 0 | 0 | 0 | 0 | 0 | 0 | 0 | 0 | 0 | 0 | 0 | 0 | 0 | 0 | 0 | 0 | 0 | 0 | 0 | 0 | 0 | 0 | 0 | 0 | 0 | 0 | 0 | 0 | 0 | 0 | 0 | 0 | 0 | 0 | 0 | 0 | 0 | 0 | 0 | 0 | 0 | 0 | 0 | 0 | 0 | 0 | 0 | 0 | 0 | 0 | 0 | 0 | 0 | 0 | 0 | 0 | 0 | 0 | 0 | 0 | 0 | 0 | 0 | 0 | 0 | 0 | 0 | 0 | 0 | 0 | 0 | 0 | 0 | 0 | 0 | 0 | 0 | 0 | 0 | 0 | 0 | 0 | 0 | 0 | 0 | 0 | 0 | 0 | 0 | 0 | 0 | 0 | 0 | 0 | 0 | 0 | 0 | 0 | 0 | 0 | 0 | 0 | 0 | 0 | 0 | 0 | 0 | 0 | 0 | 0 | 0 | 0 | 0 | 0 | 0 | 0 | 0 | 0 | 0 | 0 | 0 | 0 | 0 | 0 | 0 | 0 | 0 | 0 | 0 | 0 | 0 | 0 | 0 | 0 | 0 | 0 | 0 | 0 | 0 | 0 | 0 | 0 | 0 | 0 | 0 | 0 | 0 | 0 | 0 | 0 | 0 | 0 | 0 | 0 | 0 | 0 | 0 | 0 | 0 | 0 | 0 | 0 | 0 | 0 | 0 | 0 | 0 | 0 | 0 | 0 | 0 | 0 | 0 | 0 | 0 | 0 | 0 | 0 | 0 | 0 | 0 | 0 | 0 | 0 | 0 | 0 | 0 | 0 | 0 | 0 | 0 | 0 | 0 | 0 | 0 | 0 | 0 | 0 | 0 | 0 | 0 | 0 | 0 | 0 | 0 | 0 | 0 | 0 | 0 | 0 | 0 | 0 | 0 | 0 | 0 | 0 | 0 | 0 | 0 | 0 | 0 | 0 | 0 | 0 | 0 | 0 | 0 | 0 | 0 | 0 | 0 | 0 | 0 | 0 | 0 | 0 | 0 | 0 | 0 | 0 | 0 | 0 | 0 | 0 | 0 | 0 | 0 | 0 | 0 | 0 | 0 | 0 | 0 | 0 | 0 | 0 | 0 | 0 | 0 | 0 | 0 | 0 | 0 | 0 | 0 | 0 | 0 | 0 | 0 | 0 | 0 | 0 | 0 | 0 | 0 | 0 | 0 | 0 | 0 | 0 | 0 | 0 | 0 | 0 | 0 | 0 | 0 | 0 | 0 | 0 | 0 | 0 | 0 | 0 | 0 | 0 | 0 | 0 | 0 | 0 | 0 | 0 | 0 | 0 | 0 | 0 | 0 | 0 | 0 | 0 | 0 | 0 | 0 | 0 | 0 | 0 | 0 | 0 | 0 | 0 | 0 | 0 | 0 | 0 | 0 | 0 | 0 | 0 | 0 | 0 | 0 | 0 | 0 | 0 | 0 | 0 | 0 | 0 | 0 | 0 | 0 | 0 | 0 | 0 | 0 | 0 | 0 | 0 | 0 | 0 | 0 | 0 | 0 | 0 | 0 | 0 | 0 | 0 | 0 | 0 | 0 | 0 | 0 | 0 | 0 | 0 | 0 | 0 | 0 | 0 | 0 | 0 | 0 | 0 | 0 | 0 | 0 | 0 | 0 | 0 | 0 | 0 | 0 | 0 | 0 | 0 | 0 | 0 | 0 | 0 | 0 | 0 | 0 | 0 | 0 | 0 | 0 | 0 | 0 | 0 | 0 | 0 | 0 | 0 | 0 | 0 | 0 | 0 | 0 | 0 | 0 | 0 | 0 | 0 | 0 | 0 | 0 | 0 | 0 | 0 | 0 | 0 | 0 | 0 | 0 | 0 | 0 | 0 | 0 | 0 | 0 | 0 | 0 | 0 | 0 | 0 | 0 | 0 | 0 | 0 | 0 | 0 | 0 | 0 | 0 | 0 | 0 | 0 | 0 | 0 | 0 | 0 | 0 | 0 | 0 | 0 | 0 | 0 | 0 | 0 | 0 | 0 | 0 | 0 | 0 | 0 | 0 | 0 | 0 | 0 | 0 | 0 | 0 | 0 | 0 | 0 | 0 | 0 | 0 | 0 | 0 | 0 | 0 | 0 | 0 | 0 | 0 | 0 | 0 | 0 | 0 | 0 | 0 | 0 | 0 | 0 | 0 | 0 | 0 | 0 | 0 | 0 | 0 | 0 | 0 | 0 | 0 | 0 | 0 | 0 | 0 | 0 | 0 | 0 | 0 | 0 | 0 | 0 | 0 | 0 | 0 | 0 | 0 | 0 | 0 | 0 | 0 | 0 | 0 | 0 | 0 | 0 | 0 | 0 | 0 | 0 | 0 | 0 | 0 | 0 | 0 | 0 | 0 | 0 | 0 | 0 | 0 | 0 | 0 | 0 | 0 | 0 | 0 | 0 | 0 | 0 | 0 | 0 | 0 | 0 | 0 | 0 | 0 | 0 | 0 | 0 | 0 | 0 | 0 | 0 | 0 | 0 | 0 | 0 | 0 | 0 | 0 | 0 | 0 | 0 | 0 | 0 | 0 | 0 | 0 | 0 | 0 | 0 | 0 | 0 | 0 | 0 | 0 | 0 | 0 | 0 | 0 | 0 | 0 | 0 | 0 | 0 | 0 | 0 | 0 | 0 | 0 | 0 | 0 | 0 | 0 | 0 | 0 | 0 | 0 | 0 | 0 | 0 | 0 | 0 | 0 | 0 | 0 | 0 | 0 | 0 | 0 | 0 | 0 | 0 | 0 | 0 | 0 | 0 | 0 | 0 | 0 | 0 | 0 | 0 | 0 | 0 | 0 | 0 | 0 | 0 | 0 | 0 | 0 | 0 | 0 | 0 | 0 | 0 | 0 | 0 | 0 | 0 | 0 | 0 | 0 | 0 | 0 | 0 | 0 | 0 | 0 | 0 | 0 | 0 | 0 | 0 | 0 | 0 | 0 | 0 | 0 | 0 | 0 | 0 | 0 | 0 | 0 | 0 | 0 | 0 | 0 | 0 | 0 | 0 | 0 | 0 | 0 | 0 | 0 | 0 | 0 | 0 | 0 | 0 | 0 | 0 | 0 | 0 | 0 | 0 | 0 | 0 | 0 | 0 | 0 | 0 | 0 | 0 | 0 | 0 | 0 | 0 | 0 | 0 | 0 | 0 | 0 | 0 | 0 | 0 | 0 | 0 | 0 | 0 | 0 | 0 | 0 | 0 | 0 | 0 | 0 | 0 | 0 | 0 | 0 | 0 | 0 | 0 | 0 | 0 | 0 | 0 | 0 | 0 | 0 | 0 | 0 | 0 | 0 | 0 | 0 | 0 | 0 | 0 | 0 | 0 | 0 | 0 | 0 | 0 | 0 | 0 | 0 | 0 | 0 | 0 | 0 | 0 | 0 | 0 | 0 | 0 | 0 | 0 | 0 | 0 | 0 | 0 | 0 | 0 | 0 | 0 | 0 | 0 | 0 | 0 | 0 | 0 | 0 | 0 | 0 | 0 | 0 | 0 | 0 | 0 | 0 | 0 | 0 | 0 | 0 | 0 | 0 | 0 | 0 | 0 | 0 | 0 | 0 | 0 | 0 | 0 | 0 | 0 | 0 | 0 | 0 | 0 | 0 | 0 | 0 | 0 | 0 | 0 | 0 | 0 | 0 | 0 | 0 | 0 | 0 | 0 | 0 | 0 | 0 | 0 | 0 | 0 | 0 | 0 | 0 | 0 | 0 | 0 | 0 | 0 | 0 | 0 | 0 | 0 | 0 | 0 | 0 | 0 | 0 | 0 | 0 | 0 | 0 | 0 | 0 | 0 | 0 | 0 | 0 | 0 | 0 | 0 | 0 | 0 | 0 | 0 | 0 | 0 | 0 | 0 | 0 | 0 | 0 | 0 | 0 | 0 | 0 | 0 | 0 | 0 | 0 | 0 | 0 | 0 | 0 | 0 | 0 | 0 | 0 | 0 | 0 | 0 | 0 | 0 | 0 | 0 | 0 | 0 | 0 | 0 | 0 | 0 | 0 | 0 | 0 | 0 | 0 | 0 | 0 | 0 | 0 | 0 | 0 | 0 | 0 | 0 | 0 | 0 | 0 | 0 | 0 | 0 | 0 | 0 | 0 | 0 | 0 | 0 | 0 | 0 | 0 | 0 | 0 | 0 | 0 | 0 | 0 | 0 | 0 | 0 | 0 | 0 | 0 | 0 | 0 | 0 | 0 | 0 | 0 | 0 | 0 | 0 | 0 | 0 | 0 | 0 | 0 | 0 | 0 | 0 | 0 | 0 | 0 | 0 | 0 | 0 | 0 | 0 | 0 | 0 | 0 | 0 | 0 | 0 | 0 | 0 | 0 | 0 | 0 | 0 | 0 | 0 | 0 | 0 | 0 | 0 | 0 | 0 | 0 | 0 | 0 | 0 | 0 | 0 | 0 | 0 | 0 | 0 | 0 | 0 | 0 | 0 | 0 | 0 | 0 | 0 | 0 | 0 | 0 | 0 | 0 | 0 | 0 | 0 | 0 | 0 | 0 | 0 | 0 | 0 | 0 | 0 | 0 | 0 | 0 | 0 | 0 | 0 | 0 | 0 | 0 | 0 | 0 | 0 | 0 | 0 | 0 | 0 | 0 | 0 | 0 | 0 | 0 | 0 | 0 | 0 | 0 | 0 | 0 | 0 | 0 | 0 | 0 | 0 | 0 | 0 | 0 | 0 | 0 | 0 | 0 | 0 | 0 | 0 | 0 | 0 | 0 | 0 | 0 | 0 | 0 | 0 | 0 | 0 | 0 | 0 | 0 | 0 | 0 | 0 | 0 | 0 | 0 | 0 | 0 | 0 | 0 | 0 | 0 | 0 | 0 | 0 | 0 | 0 | 0 | 0 | 0 | 0 | 0 | 0 | 0 | 0 | 0 | 0 | 0 | 0 | 0 | 0 | 0 | 0 | 0 | 0 | 0 | 0 | 0 | 0 | 0 | 0 | 0 | 0 | 0 | 0 | 0 | 0 | 0 | 0 | 0 | 0 | 0 | 0 | 0 | 0 | 0 | 0 | 0 | 0 | 0 | 0 | 0 | 0 | 0 | 0 | 0 | 0 | 0 | 0 | 0 | 0 | 0 | 0 | 0 | 0 | 0 | 0 | 0 | 0 | 0 | 0 | 0 | 0 | 0 | 0 | 0 | 0 | 0 | 0 | 0 | 0 | 0 | 0 | 0 | 0 | 0 | 0 | 0 | 0 | 0 | 0 | 0 | 0 | 0 | 0 | 0 | 0 | 0 | 0 | 0 | 0 | 0 | 0 | 0 | 0 | 0 | 0 | 0 | 0 | 0 | 0 | 0 | 0 | 0 | 0 | 0 | 0 | 0 | 0 | 0 | 0 | 0 | 0 | 0 | 0 | 0 | 0 | 0 | 0 | 0 | 0 | 0 | 0 | 0 | 0 | 0 | 0 | 0 | 0 | 0 | 0 | 0 | 0 | 0 | 0 | 0 | 0 | 0 | 0 | 0 | 0 | 0 | 0 | 0 | 0 | 0 | 0 | 0 | 0 | 0 | 0 | 0 | 0 | 0 | 0 | 0 | 0 | 0 | 0 | 0 | 0 | 0 | 0 | 0 | 0 | 0 | 0 | 0 | 0 | 0 | 0 | 0 | 0 | 0 | 0 | 0 | 0 | 0 | 0 | 0 | 0 | 0 | 0 | 0 | 0 | 0 | 0 | 0 | 0 | 0 | 0 | 0 | 0 | 0 | 0 | 0 | 0 | 0 | 0 | 0 | 0 | 0 | 0 | 0 | 0 | 0 | 0 | 0 | 0 | 0 | 0 | 0 | 0 | 0 | 0 | 0 | 0 | 0 | 0 | 0 | 0 | 0 | 0 | 0 | 0 | 0 | 0 | 0 | 0 | 0 | 0 | 0 | 0 | 0 | 0 | 0 | 0 | 0 | 0 | 0 | 0 | 0 | 0 | 0 | 0 | 0 | 0 | 0 | 0 | 0 | 0 | 0 | 0 | 0 | 0 | 0 | 0 | 0 | 0 | 0 | 0 | 0 | 0 | 0 | 0 | 0 | 0 | 0 | 0 | 0 | 0 | 0 | 0 | 0 | 0 | 0 | 0 | 0 | 0 | 0 | 0 | 0 | 0 | 0 | 0 | 0 | 0 | 0 | 0 | 0 | 0 | 0 | 0 | 0 | 0 | 0 | 0 | 0 | 0 | 0 | 0 | 0 | 0 | 0 | 0 | 0 | 0 | 0 | 0 | 0 | 0 | 0 | 0 | 0 | 0 | 0 | 0 | 0 | 0 | 0 | 0 | 0 | 0 | 0 | 0 | 0 | 0 | 0 | 0 | 0 | 0 | 0 | 0 | 0 | 0 | 0 | 0 | 0 | 0 | 0 | 0 | 0 | 0 | 0 | 0 | 0 | 0 | 0 | 0 | 0 | 0 | 0 | 0 | 0 | 0 | 0 | 0 | 0 | 0 | 0 | 0 | 0 | 0 | 0 | 0 | 0 | 0 | 0 | 0 | 0 | 0 | 0 | 0 | 0 | 0 | 0 | 0 | 0 | 0 | 0 | 0 | 0 | 0 | 0 | 0 | 0 | 0 | 0 | 0 | 0 | 0 | 0 | 0 | 0 | 0 | 0 | 0 | 0 | 0 | 0 | 0 | 0 | 0 | 0 | 0 | 0 | 0 | 0 | 0 | 0 | 0 | 0 | 0 | 0 | 0 | 0 | 0 | 0 | 0 | 0 | 0 | 0 | 0 | 0 | 0 | 0 | 0 | 0 | 0 | 0 | 0 | 0 | 0 | 0 | 0 | 0 | 0 | 0 | 0 | 0 | 0 | 0 | 0 | 0 | 0 | 0 | 0 | 0 | 0 | 0 | 0 | 0 | 0 | 0 | 0 | 0 | 0 | 0 | 0 | 0 | 0 | 0 | 0 | 0 | 0 | 0 | 0 | 0 | 0 | 0 | 0 | 0 | 0 | 0 | 0 | 0 | 0 | 0 | 0 | 0 | 0 | 0 | 0 | 0 | 0 | 0 | 0 | 0 | 0 | 0 | 0 | 0 | 0 | 0 | 0 | 0 | 0 | 0 | 0 | 0 | 0 | 0 | 0 | 0 | 0 | 0 | 0 | 0 | 0 | 0 | 0 | 0 | 0 | 0 | 0 | 0 | 0 | 0 | 0 | 0 | 0 | 0 | 0 | 0 | 0 | 0 | 0 | 0 | 0 | 0 | 0 | 0 | 0 | 0 | 0 | 0 | 0 | 0 | 0 | 0 | 0 | 0 | 0 | 0 | 0 | 0 | 0 | 0 | 0 | 0 | 0 | 0 | 0 | 0 | 0 | 0 | 0 | 0 | 0 | 0 | 0 | 0 | 0 | 0 | 0 | 0 | 0 | 0 | 0 | 0 | 0 | 0 | 0 | 0 | 0 | 0 | 0 | 0 | 0 | 0 | 0 | 0 | 0 | 0 | 0 | 0 | 0 | 0 | 0 | 0 | 0 | 0 | 0 | 0 | 0 | 0 | 0 | 0 | 0 | 0 | 0 | 0 | 0 | 0 | 0 | 0 | 0 | 0

## Lists (hidden)
Owner Name (pulled from Data tab) | System Name | Quarter
- | - | Q1 Jan-Mar
Burnt Islands |  | Q2 Apr-Jun
City of Corner Brook |  | Q3 Jul-Sept
City of St. John's |  | Q4 Oct-Dec
Comfort Cove-Newstead
Conception Bay South
Demo Community
Hawkes Bay
L'Anse au Clair
Lewins Cove
Marion Evoy
Mary's Harbour Town Council
Miawpukek First Nation
Nalcor Energy
Newfoundland and Labrador Hydro
Normans Cove-Long Cove
Norris Point
Owner Name
PasadenaNL
Port au Choix
Port Saunders
Pouch Cove
Randy Brockerville
Roddickton-Bide Arm
Seal Cove - White Bay
Sheshatshiu Innu First Nation
South River
Southern Harbour
St Alban's
St Anthony
Steady Brook
The Town of Humber Arm South
The Town of Lumsden
the town of stephenville
Town of Arnold's Cove
Town of Badger
Town of Baie Verte
TOWN OF BAY DE VERDE
Town of Bay Roberts
Town of Bishop's Falls
Town of Bonavista
Town of Botwood
Town of Brigus
Town of Buchans
Town Of Burin
Town of Carbonear
Town of Cartwright
Town of Centreville-Wareham-Trinity
Town of Clarenville
Town of Clarke's Beach
Town of Come by Chance
Town of Cow Head
Town of Cox's Cove
Town of Cupids
Town of Daniel's Harbour
Town of Deer Lake
Town of Dover
Town of Elliston
Town of Embree
Town of Fleur de Lys
Town of Fogo Island
Town of Forteau
Town of Fortune
Town of Gambo
Town of Gander
Town of Glenwood
Town of Glovertown
Town of Grand Bank
Town of Grand Falls-Windsor
Town of Hampden
Town of Hants Harbour
Town of Happy Valley-Goose Bay
Town of Harbour Breton
Town of Harbour Grace
Town of Holyrood
Town of Irishtown-Summerside
Town of La Scie
Town of Labrador City
Town of L'anse au Loup
Town of Lawn
Town of Lewisporte
Town of Marystown
Town of Meadows
Town of Middle Arm
Town of Mings Bight
Town of Mount Moriah
Town of Musgrave Harbour
Town of New Wes Valley
Town of Norris Arm
Town of North West River
TOWN OF OLD PERLICAN
Town of Paradise
Town of Parsons Pond
Town of Petty Harbour/Maddox Cove
Town of Placentia
Town of Point Leamington
Town of Port Aux Basques
Town of Portugal Cove - St. Philip's
Town of Roberts Arm
Town of Rocky Harbour
Town of Salmon Cove
Town of South Brook
Town of Spaniard's Bay
Town of Springdale
Town of St. George's
Town of St. Lawrence
Town of St. Paul's
Town of Stephenville Crossing
Town of Terrenceville
Town of Torbay
Town of Torbay - Sandy Hounsell CAO
Town of Trinity
Town of Trinity Bay North
Town of Triton
Town of Upper island Cove
TOWN OF VICTORIA
Town of Wabana
Town of Wabush
Trepassey Outfall
Twillingate
Whitbourne
Woody Point
0

## Method 1B
Small Wastewater Systems with a Transitional Authorization
Method 1 B - Historical Wastewater and Population Data - Using House Count Data
Instructions 1. Type or select your Community name and System/Outfall Name 2.Collect population per house for the service area (based on census data) for the years flow data is available. Add to cells shaded grey. 3. Estimate historical per person wastewater flows (spreadsheet generated) 4.Enter the current service population for the system 5. Estimate current average day volumes (by quarter). (spreadsheet generated) The wastewater flow data is sourced from historical flow data submitted for WSER reporting. If required it can be accessed at: https://data-donnees.az.ec.gc.ca/data/substances/planinfrastruture/wastewater-systems-effluent-regulations-reported-data/Resaeu-Wser-surveillance-monitoring.xlsx If your system has multiple outfalls, the estimation method should be repeated for each outfall.
Step 1 | Community Name | - |  | You can select from dropdown on ii) Instructions page
| System Name | - |  | This would be the system/outfall name used for ERRIS reporting
Step 2 | Complete house count for area serviced by outfall
| Number of Houses connected to outfall |  |  | This is to determine the number of houses that are connected to the outfall. This could be found from tax records, counting from aerial photos or by counting while driving through the community
Step 3 | Input available census data (population and population per house)
| Available Census Data | Avg Population per house
| 2011 |  |  | Average population per house can be found in the census data for the community. If not available, use the provincial average of 2.2 people per house
2016
2021
| Current year |  |  | This is the current year for ERRIS reporting
What year does historical flow data start
| What year does historical flow data start | 2014
Step 4 | Estimate the population serviced by outfall based on house count
| Year | Number of houses (connections) | Service Area Population
| 2014 |  | 0
| 2015 |  | 0
| 2016 |  | 0
| 2017 |  | 0
| 2018 |  | 0
| 2019 |  | 0
| 2020 |  | 0
| 2021 |  | 0
| 2022 |  | 0
| 2023 |  | 0
| 2024 |  | 0
| 2025 |  | 0
| 2026 |  | 0
| 2027 |  | 0
|  | Average Daily Volume (m³/d) | Average per capita flow (m³/d/person)
Q1
Q2
Q3
Q4
Current service area population
| Current Year | 0
Estimated totalized flow for system by quarter (m³) for reporting
| Q1 |  | m³
| Q2 |  | m³
| Q3 |  | m³
| Q4 |  | m³
| Annual Volume |  | m3 | Enter this value into ERRIS Annual Report for | 0
To clear data, click the button and press delete
Clear Inputs

## Method 1 Data (hidden)
Add a note that the Method 1 Data spreadsheet is sourced from WSER sheet found here: insert link
To Clear Data, click button and then press delete |  |  | can remove this button - data will autopopulate according to the owner/system name selected
ENTER DATA FROM SPREADSHEET HERE | [5 empty] | DO NOT EDIT THESE COLUMNS |  |  |  | Method 1A |  | Method 1B
Copy from Column B of WSER | Copy from Column C of WSER | Copy from Column D of WSER | Copy from Column S of WSER | Copy from column T of WSER spreadsheet | Copy From column U of WSER Spreadsheet | Calculation (Do not edit) |  | Calculation (Do not edit) | Calculation (Do not edit) | Calculation (Do not edit) | Calculation (Do not edit) | Calculation (Do not edit) | Calculation (Do not edit)
Reporting Period | Owner Name | System Name | Average Daily Effluent Volume (m3) | Total volume of effluent deposited in cubic metres (m3) for averaging period | Total number of days effluent was deposited for averaging period | Year | Column1 | Quarter | Average Daily Effluent Volume | Service Population - Census | Per capita flow (m³/d) | Service Population - House count | Per capita flow (m³/d)2
0 | - | - | 0 | 0 | 0 | 0 |  | 0 | #DIV/0! | #N/A |  | #N/A
#VALUE!
#VALUE!
#VALUE!
#VALUE!
#VALUE!
#VALUE!
#VALUE!
#VALUE!
#VALUE!
#VALUE!
#VALUE!
#VALUE!
#VALUE!
#VALUE!
#VALUE!
#VALUE!
#VALUE!
#VALUE!
#VALUE!
#VALUE!
#VALUE!
#VALUE!
#VALUE!
#VALUE!
#VALUE!
#VALUE!
#VALUE!
#VALUE!
#VALUE!
#VALUE!
#VALUE!
#VALUE!
[6 empty] | #VALUE! | #VALUE!
#VALUE!
#VALUE!
#VALUE!
#VALUE!
#VALUE!
#VALUE!
#VALUE!
#VALUE!
#VALUE!
#VALUE!
#VALUE!
#VALUE!
#VALUE!
#VALUE!
#VALUE!
#VALUE!
#VALUE!
#VALUE!
#VALUE!
#VALUE!
#VALUE!
#VALUE!
#VALUE!
#VALUE!
#VALUE!
#VALUE!
#VALUE!
#VALUE!
#VALUE!
#VALUE!
#VALUE!
#VALUE!
Clear Data

## Method 2A - Circular
Small Wastewater Systems with a Transitional Authorization
Method 2 A - Wastewater Pump Station Run Time (Circular)
Instructions 1. Determine location of pumping station using closest street address or geographical coordinates 2. If pump rate of pump station is known, add to spreadsheet (based on previously completed pump draw down test or manufacturer's specifications - pump curves) 3. If pump rate is not known, complete draw down test 4. Determine pump run time over 24+ hour period (not during a precipitation event). Record the totalized value and then record again 24+ hrs later 5. Spreadsheet will calculate the average daily flow and volume released for the area upstream of pump station . If your system has multiple outfalls, the estimation method should be repeated for each outfall.
| Community Name | - |  | You can select from dropdown on ii) Instructions page
| System/Outfall Name | - |  | This would be the system/outfall name used for ERRIS reporting
| Location of Pump Station |  |  | Closest street address or geographical coordinates
Number of pumps in pump station that run under normal flows
Step 1 | Input pump station flow rate
Is the pump rate known?
| Pump Flow Rate |  | L/s
If pump rate is unknown, complete a draw down test
| Diameter of pump station |  | m
| Area of pump station |  | m2
| Water Level at start of test |  | m
| Pump run time |  | seconds
| Water Level at end of test |  | m
| Change in water level |  | m
| Volume pumped from pumping station |  | m³
| Pump rate |  | m³/s
| Pump rate |  | L/s
Step 2 | Determing daily volume - Pump Run time
Locate the pump run time counter for pump station
| Totalized pump run time at start of recording |  | hrs
| Totalized pump run time at end of recording |  | hrs
| Number of hours between readings |  | hrs
| Run time of the pump(s) |  | hrs
| Average pump run time/day |  | hrs/d
| Average daily flow measured |  | m³/d
Quarter for reporting
| Totalized flow for Quarter |  | m³
Step 3 | Reporting
| Totalized flow Quarter 1 (Jan to Mar) |  | m³
| Totalized flow Quarter 2 (Apr to Jun) |  | m³
| Totalized flow Quarter 3 (Jul to Sep) |  | m³
| Totalized flow Quarter 4 (Oct to Dec) |  | m³
| Volume released during calendar year |  | m³
To clear data, click the button and press delete
Clear Inputs

## Method 2B - Rectangular
Small Wastewater Systems with a Transitional Authorization
Method 2 A - Wastewater Pump Station Run Time (Rectangular)
Instructions 1. Determine location of pumping station using closest street address or geographical coordinates 2. If pump rate of pump station is known, add to spreadsheet (based on previously completed pump draw down test or manufacturer's specifications - pump curves) 3. If pump rate is not known, complete draw down test 4. Determine pump run time over 24+ hour period (not during a precipitation event). Record the totalized value and then record again 24+ hrs later 5. Spreadsheet will calculate the average daily flow and volume released for the area upstream of pump station If your system has multiple outfalls, the estimation method should be repeated for each outfall.
| Community Name | - |  | You can select from dropdown on ii) Instructions page
| System/Outfall Name | - |  | This would be the system/outfall name used for ERRIS reporting
| Location of Pump Station |  |  | Closest street adress or geographical coordinates
Number of pumps in pump station that run under normal flows
Step 1 | Input pump station flow rate
Is the pump rate known?
| Pump Flow Rate |  | L/s
If pump rate is unknown, complete a draw down test
| Length of pump station |  | m
| Width of pump station |  | m
| Area of pump station |  | m2
| Water Level at start of test |  | m
| Pump run time |  | seconds
| Water Level at end of test |  | m
| Change in water level |  | m
| Volume pumped from pumping station |  | m³
| Pump rate |  | m³/s
| Pump rate |  | L/s
Step 2 | Determining daily volume - Pump Run time
Locate the pump run time counter for pump station
| Totalized pump run time at start of recording |  | hrs
| Totalized pump run time at end of recording |  | hrs
| Number of hours between readings |  | hrs
| Run time of the pump(s) |  | hrs
| Average pump run time/day |  | hrs/d
| Average daily flow measured |  | m³/d
Quarter for reporting
| Totalized flow for Quarter |  | m³
Step 3 | Reporting
| Totalized flow Quarter 1 (Jan to Mar) |  | m³
| Totalized flow Quarter 2 (Apr to Jun) |  | m³
| Totalized flow Quarter 3 (Jul to Sep) |  | m³
| Totalized flow Quarter 4 (Oct to Dec) |  | m³
| Volume released during calendar year |  | m³
To clear data, click the button and press delete
Clear Inputs

## WSER Data (hidden)
Note: This sheet is protected and cells can't be edited. Only unprotect sheet to add new rows to table.
Spreadsheet can also be found at: https://data-donnees.az.ec.gc.ca/data/substances/planinfrastruture/wastewater-systems-effluent-regulations-reported-data/Resaeu-Wser-surveillance-monitoring.xlsx
Facility Identification | Reporting Period | Owner Name | System Name | City | Province (English) | Owner Type (English) | Operator Type (English) | System Type (English) | Reporting Frequency (English) | Averaging Period (English) | Month | Average Daily Effluent Volume (m3) | Total volume of effluent deposited in cubic metres (m3) for averaging period | Total number of days effluent was deposited for averaging period | Average CBOD (mg/L) for averaging period | CBOD Limit | CBOD Compliance | Average suspended solids (mg/L) for averaging period | Suspended Solids Limit | Suspended Solids Compliance | Transitional Authorization (English) | Transitional Authorization (French) | Approval State (English)
|  | - | -
| 2016-Q4 | Demo Community | Demo Outfall | [8 empty] | 430 | 49150 | 79
| 2017-Q1 | Demo Community | Demo Outfall | [8 empty] | 430 | 49754 | 90
| 2017-Q2 | Demo Community | Demo Outfall | [8 empty] | 430 | 63181 | 91
| 2017-Q3 | Demo Community | Demo Outfall | [8 empty] | 430 | 35603 | 92
| 2017-Q4 | Demo Community | Demo Outfall | [8 empty] | 430 | 37080 | 92
| 2018-Q1 | Demo Community | Demo Outfall | [8 empty] | 508.5 | 41892 | 90
| 2018-Q2 | Demo Community | Demo Outfall | [8 empty] | 508.5 | 53344 | 91
| 2018-Q3 | Demo Community | Demo Outfall | [8 empty] | 508.5 | 53344 | 92
| 2018-Q4 | Demo Community | Demo Outfall | [8 empty] | 508.5 | 45433 | 92
| 2019-Q1 | Demo Community | Demo Outfall | [8 empty] | 531.5 | 41629 | 90
| 2019-Q2 | Demo Community | Demo Outfall | [8 empty] | 531.5 | 49115 | 91
| 2019-Q3 | Demo Community | Demo Outfall | [8 empty] | 531.5 | 36492 | 92
| 2019-Q4 | Demo Community | Demo Outfall | [8 empty] | 531.5 | 47328 | 92
| 2020-Q1 | Demo Community | Demo Outfall | [8 empty] | 478.3 | 43316 | 91
| 2020-Q2 | Demo Community | Demo Outfall | [8 empty] | 478.3 | 62517 | 91
| 2020-Q3 | Demo Community | Demo Outfall | [8 empty] | 478.3 | 28468 | 92
| 2020-Q4 | Demo Community | Demo Outfall | [8 empty] | 478.3 | 56832 | 92
| 2021-Q1 | Demo Community | Demo Outfall | [8 empty] | 522.2 | 59197 | 90
| 2021-Q2 | Demo Community | Demo Outfall | [8 empty] | 522.2 | 67549 | 91
| 2021-Q3 | Demo Community | Demo Outfall | [8 empty] | 522.2 | 51191 | 92
| 2021-Q4 | Demo Community | Demo Outfall | [8 empty] | 522.2 | 70492 | 92
| 2022-Q1 | Demo Community | Demo Outfall | [8 empty] | 680.6 | 77915 | 90
| 2022-Q2 | Demo Community | Demo Outfall | [8 empty] | 680.6 | 72670 | 91
| 2022-Q3 | Demo Community | Demo Outfall | [8 empty] | 680.6 | 38667 | 92
| 2022-Q4 | Demo Community | Demo Outfall | [8 empty] | 680.6 | 60878 | 92
| 2023-Q1 | Demo Community | Demo Outfall | [8 empty] | 685.3 | 69374 | 90
| 2023-Q2 | Demo Community | Demo Outfall | [8 empty] | 685.3 | 76851 | 91
| 2023-Q3 | Demo Community | Demo Outfall | [8 empty] | 685.3 | 59482 | 92
| 2023-Q4 | Demo Community | Demo Outfall | [8 empty] | 685.3 | 77468 | 92
| 2024-Q1 | Demo Community | Demo Outfall | [8 empty] | 775.8 | 90231 | 91
| 2024-Q2 | Demo Community | Demo Outfall | [8 empty] | 775.8 | 92792 | 91
| 2024-Q3 | Demo Community | Demo Outfall | [8 empty] | 775.8 | 71608 | 92
| 2024-Q4 | Demo Community | Demo Outfall | [8 empty] | 775.8 | 127551 | 92
9603 | 2013-Q1 | City of St. John's | Riverhead Wastewater Treatment Facility | St. John's | Newfoundland and Labrador | Municipal or another local authority | Municipal or another local authority | Continuous | Quarterly | Monthly | 1 | 101975 | 88496.2 | 31 | 74.2 | 0 | 0 | 46.5 | 0 | 0 |  |  | Approved
9603 | 2013-Q1 | City of St. John's | Riverhead Wastewater Treatment Facility | St. John's | Newfoundland and Labrador | Municipal or another local authority | Municipal or another local authority | Continuous | Quarterly | Monthly | 2 | 101975 | 96617.9 | 28 | 73.5 | 0 | 0 | 44.4 | 0 | 0 |  |  | Approved
9603 | 2013-Q1 | City of St. John's | Riverhead Wastewater Treatment Facility | St. John's | Newfoundland and Labrador | Municipal or another local authority | Municipal or another local authority | Continuous | Quarterly | Monthly | 3 | 101975 | 120812.1 | 31 | 53.8 | 0 | 0 | 33.7 | 0 | 0 |  |  | Approved
9603 | 2013-Q2 | City of St. John's | Riverhead Wastewater Treatment Facility | St. John's | Newfoundland and Labrador | Municipal or another local authority | Municipal or another local authority | Continuous | Quarterly | Monthly | 4 | 101975 | 2442155.6 | 30 | 62.1 | 0 | 0 | 28.2 | 0 | 0 |  |  | Approved
9603 | 2013-Q2 | City of St. John's | Riverhead Wastewater Treatment Facility | St. John's | Newfoundland and Labrador | Municipal or another local authority | Municipal or another local authority | Continuous | Quarterly | Monthly | 5 | 101975 | 1970503.2 | 31 | 109.1 | 0 | 0 | 77.1 | 0 | 0 |  |  | Approved
9603 | 2013-Q2 | City of St. John's | Riverhead Wastewater Treatment Facility | St. John's | Newfoundland and Labrador | Municipal or another local authority | Municipal or another local authority | Continuous | Quarterly | Monthly | 6 | 101975 | 2132681.2 | 30 | 99.3 | 0 | 0 | 294.2 | 0 | 0 |  |  | Approved
9603 | 2013-Q3 | City of St. John's | Riverhead Wastewater Treatment Facility | St. John's | Newfoundland and Labrador | Municipal or another local authority | Municipal or another local authority | Continuous | Quarterly | Monthly | 7 | 101975 | 2064001 | 31 | 83.1 | 0 | 0 | 71.6 | 0 | 0 |  |  | Approved
9603 | 2013-Q3 | City of St. John's | Riverhead Wastewater Treatment Facility | St. John's | Newfoundland and Labrador | Municipal or another local authority | Municipal or another local authority | Continuous | Quarterly | Monthly | 8 | 101975 | 2321504.1 | 31 | 69.3 | 0 | 0 | 50 | 0 | 0 |  |  | Approved
9603 | 2013-Q3 | City of St. John's | Riverhead Wastewater Treatment Facility | St. John's | Newfoundland and Labrador | Municipal or another local authority | Municipal or another local authority | Continuous | Quarterly | Monthly | 9 | 101975 | 2789458.6 | 30 | 65 | 0 | 0 | 61.4 | 0 | 0 |  |  | Approved
9603 | 2013-Q4 | City of St. John's | Riverhead Wastewater Treatment Facility | St. John's | Newfoundland and Labrador | Municipal or another local authority | Municipal or another local authority | Continuous | Quarterly | Monthly | 10 | 101975 | 2547312 | 31 | 64.7 | 0 | 0 | 42.4 | 0 | 0 |  |  | Approved
9603 | 2013-Q4 | City of St. John's | Riverhead Wastewater Treatment Facility | St. John's | Newfoundland and Labrador | Municipal or another local authority | Municipal or another local authority | Continuous | Quarterly | Monthly | 11 | 101975 | 2678880 | 30 | 79 | 0 | 0 | 40.7 | 0 | 0 |  |  | Approved
9603 | 2013-Q4 | City of St. John's | Riverhead Wastewater Treatment Facility | St. John's | Newfoundland and Labrador | Municipal or another local authority | Municipal or another local authority | Continuous | Quarterly | Monthly | 12 | 101975 | 2479566 | 30 | 77 | 0 | 0 | 50.6 | 0 | 0 |  |  | Approved
9603 | 2014-Q1 | City of St. John's | Riverhead Wastewater Treatment Facility | St. John's | Newfoundland and Labrador | Municipal or another local authority | Municipal or another local authority | Continuous | Quarterly | Monthly | 1 | 59539.7 | 3691143 | 31 | 127 | 0 | 0 | 73.1 | 0 | 0 |  |  | Approved
9603 | 2014-Q1 | City of St. John's | Riverhead Wastewater Treatment Facility | St. John's | Newfoundland and Labrador | Municipal or another local authority | Municipal or another local authority | Continuous | Quarterly | Monthly | 2 | 59539.7 | 2326276 | 28 | 70.4 | 0 | 0 | 90.8 | 0 | 0 |  |  | Approved
9603 | 2014-Q1 | City of St. John's | Riverhead Wastewater Treatment Facility | St. John's | Newfoundland and Labrador | Municipal or another local authority | Municipal or another local authority | Continuous | Quarterly | Monthly | 3 | 59539.7 | 2697423 | 31 | 84.7 | 0 | 0 | 60.7 | 0 | 0 |  |  | Approved
9603 | 2014-Q2 | City of St. John's | Riverhead Wastewater Treatment Facility | St. John's | Newfoundland and Labrador | Municipal or another local authority | Municipal or another local authority | Continuous | Quarterly | Monthly | 4 | 59539.7 | 3524808.1 | 30 | 66.9 | 0 | 0 | 48.5 | 0 | 0 |  |  | Approved
9603 | 2014-Q2 | City of St. John's | Riverhead Wastewater Treatment Facility | St. John's | Newfoundland and Labrador | Municipal or another local authority | Municipal or another local authority | Continuous | Quarterly | Monthly | 5 | 59539.7 | 2846829.9 | 31 | 66.3 | 0 | 0 | 51.6 | 0 | 0 |  |  | Approved
9603 | 2014-Q2 | City of St. John's | Riverhead Wastewater Treatment Facility | St. John's | Newfoundland and Labrador | Municipal or another local authority | Municipal or another local authority | Continuous | Quarterly | Monthly | 6 | 59539.7 | 2237479.2 | 30 | 86.4 | 0 | 0 | 52.1 | 0 | 0 |  |  | Approved
9603 | 2014-Q3 | City of St. John's | Riverhead Wastewater Treatment Facility | St. John's | Newfoundland and Labrador | Municipal or another local authority | Municipal or another local authority | Continuous | Quarterly | Monthly | 7 | 59539.7 | 2177932 | 31 | 82.7 | 0 | 0 | 61.3 | 0 | 0 |  |  | Approved
9603 | 2014-Q3 | City of St. John's | Riverhead Wastewater Treatment Facility | St. John's | Newfoundland and Labrador | Municipal or another local authority | Municipal or another local authority | Continuous | Quarterly | Monthly | 8 | 59539.7 | 2604307 | 31 | 142.4 | 0 | 0 | 56.9 | 0 | 0 |  |  | Approved
9603 | 2014-Q3 | City of St. John's | Riverhead Wastewater Treatment Facility | St. John's | Newfoundland and Labrador | Municipal or another local authority | Municipal or another local authority | Continuous | Quarterly | Monthly | 9 | 59539.7 | 2215391 | 30 | 149.2 | 0 | 0 | 50.8 | 0 | 0 |  |  | Approved
9603 | 2014-Q4 | City of St. John's | Riverhead Wastewater Treatment Facility | St. John's | Newfoundland and Labrador | Municipal or another local authority | Municipal or another local authority | Continuous | Quarterly | Monthly | 10 | 59539.7 | 2742521.8 | 31 | 82.8 | 0 | 0 | 57.4 | 0 | 0 |  |  | Approved
9603 | 2014-Q4 | City of St. John's | Riverhead Wastewater Treatment Facility | St. John's | Newfoundland and Labrador | Municipal or another local authority | Municipal or another local authority | Continuous | Quarterly | Monthly | 11 | 59539.7 | 3157189.1 | 30 | 61.3 | 0 | 0 | 46.8 | 0 | 0 |  |  | Approved
9603 | 2014-Q4 | City of St. John's | Riverhead Wastewater Treatment Facility | St. John's | Newfoundland and Labrador | Municipal or another local authority | Municipal or another local authority | Continuous | Quarterly | Monthly | 12 | 59539.7 | 2869381.2 | 31 | 68.5 | 0 | 0 | 47.6 | 0 | 0 |  |  | Approved
9603 | 2015-Q1 | City of St. John's | Riverhead Wastewater Treatment Facility | St. John's | Newfoundland and Labrador | Municipal or another local authority | Municipal or another local authority | Continuous | Quarterly | Monthly | 1 | 90659.4 | 2987676 | 31 | 74.9 | 159 | -84.1 | 65.6 | 368 | -302.4 | End date - December 31, 2020 | Date d’échéance du 31 décembre 2020 | Approved
9603 | 2015-Q1 | City of St. John's | Riverhead Wastewater Treatment Facility | St. John's | Newfoundland and Labrador | Municipal or another local authority | Municipal or another local authority | Continuous | Quarterly | Monthly | 2 | 90659.4 | 2644242 | 28 | 71.7 | 159 | -87.3 | 63.5 | 368 | -304.5 | End date - December 31, 2020 | Date d’échéance du 31 décembre 2020 | Approved
9603 | 2015-Q1 | City of St. John's | Riverhead Wastewater Treatment Facility | St. John's | Newfoundland and Labrador | Municipal or another local authority | Municipal or another local authority | Continuous | Quarterly | Monthly | 3 | 90659.4 | 2461263 | 31 | 76.9 | 159 | -82.1 | 80.3 | 368 | -287.7 | End date - December 31, 2020 | Date d’échéance du 31 décembre 2020 | Approved
9603 | 2015-Q2 | City of St. John's | Riverhead Wastewater Treatment Facility | St. John's | Newfoundland and Labrador | Municipal or another local authority | Municipal or another local authority | Continuous | Quarterly | Monthly | 4 | 90659.4 | 3259800 | 30 | 58.7 | 159 | -100.3 | 41.7 | 368 | -326.3 | End date - December 31, 2020 | Date d’échéance du 31 décembre 2020 | Approved
9603 | 2015-Q2 | City of St. John's | Riverhead Wastewater Treatment Facility | St. John's | Newfoundland and Labrador | Municipal or another local authority | Municipal or another local authority | Continuous | Quarterly | Monthly | 5 | 90659.4 | 3741917 | 31 | 75.3 | 159 | -83.7 | 50.4 | 368 | -317.6 | End date - December 31, 2020 | Date d’échéance du 31 décembre 2020 | Approved
9603 | 2015-Q2 | City of St. John's | Riverhead Wastewater Treatment Facility | St. John's | Newfoundland and Labrador | Municipal or another local authority | Municipal or another local authority | Continuous | Quarterly | Monthly | 6 | 90659.4 | 3413790 | 30 | 100.6 | 159 | -58.4 | 57.7 | 368 | -310.3 | End date - December 31, 2020 | Date d’échéance du 31 décembre 2020 | Approved
9603 | 2015-Q3 | City of St. John's | Riverhead Wastewater Treatment Facility | St. John's | Newfoundland and Labrador | Municipal or another local authority | Municipal or another local authority | Continuous | Quarterly | Monthly | 7 | 90659.4 | 4053578.6 | 31 | 98.5 | 159 | -60.5 | 53.5 | 368 | -314.5 | End date - December 31, 2020 | Date d’échéance du 31 décembre 2020 | Approved
9603 | 2015-Q3 | City of St. John's | Riverhead Wastewater Treatment Facility | St. John's | Newfoundland and Labrador | Municipal or another local authority | Municipal or another local authority | Continuous | Quarterly | Monthly | 8 | 90659.4 | 3511087.5 | 31 | 72.3 | 159 | -86.7 | 44.2 | 368 | -323.8 | End date - December 31, 2020 | Date d’échéance du 31 décembre 2020 | Approved
9603 | 2015-Q3 | City of St. John's | Riverhead Wastewater Treatment Facility | St. John's | Newfoundland and Labrador | Municipal or another local authority | Municipal or another local authority | Continuous | Quarterly | Monthly | 9 | 90659.4 | 3761243.9 | 30 | 73.8 | 159 | -85.2 | 49.9 | 368 | -318.1 | End date - December 31, 2020 | Date d’échéance du 31 décembre 2020 | Approved
9603 | 2015-Q4 | City of St. John's | Riverhead Wastewater Treatment Facility | St. John's | Newfoundland and Labrador | Municipal or another local authority | Municipal or another local authority | Continuous | Quarterly | Monthly | 10 | 90659.4 | 3714397 | 31 | 92.3 | 159 | -66.7 | 57.2 | 368 | -310.8 | End date - December 31, 2020 | Date d’échéance du 31 décembre 2020 | Approved
9603 | 2015-Q4 | City of St. John's | Riverhead Wastewater Treatment Facility | St. John's | Newfoundland and Labrador | Municipal or another local authority | Municipal or another local authority | Continuous | Quarterly | Monthly | 11 | 90659.4 | 4016694 | 30 | 87.8 | 159 | -71.2 | 59.9 | 368 | -308.1 | End date - December 31, 2020 | Date d’échéance du 31 décembre 2020 | Approved
9603 | 2015-Q4 | City of St. John's | Riverhead Wastewater Treatment Facility | St. John's | Newfoundland and Labrador | Municipal or another local authority | Municipal or another local authority | Continuous | Quarterly | Monthly | 12 | 90659.4 | 4025411 | 31 | 84.6 | 159 | -74.4 | 60.7 | 368 | -307.3 | End date - December 31, 2020 | Date d’échéance du 31 décembre 2020 | Approved
9603 | 2016-Q1 | City of St. John's | Riverhead Wastewater Treatment Facility | St. John's | Newfoundland and Labrador | Municipal or another local authority | Municipal or another local authority | Continuous | Quarterly | Monthly | 1 | 113948.2 | 4020809 | 31 | 103.7 | 159 | -55.3 | 61.7 | 368 | -306.3 | End date - December 31, 2020 | Date d’échéance du 31 décembre 2020 | Approved
9603 | 2016-Q1 | City of St. John's | Riverhead Wastewater Treatment Facility | St. John's | Newfoundland and Labrador | Municipal or another local authority | Municipal or another local authority | Continuous | Quarterly | Monthly | 2 | 113948.2 | 4919767 | 29 | 73.5 | 159 | -85.5 | 53.9 | 368 | -314.1 | End date - December 31, 2020 | Date d’échéance du 31 décembre 2020 | Approved
9603 | 2016-Q1 | City of St. John's | Riverhead Wastewater Treatment Facility | St. John's | Newfoundland and Labrador | Municipal or another local authority | Municipal or another local authority | Continuous | Quarterly | Monthly | 3 | 113948.2 | 4278812 | 31 | 79.3 | 159 | -79.7 | 55.9 | 368 | -312.1 | End date - December 31, 2020 | Date d’échéance du 31 décembre 2020 | Approved
9603 | 2016-Q2 | City of St. John's | Riverhead Wastewater Treatment Facility | St. John's | Newfoundland and Labrador | Municipal or another local authority | Municipal or another local authority | Continuous | Quarterly | Monthly | 4 | 113948.2 | 4682491 | 30 | 92.5 | 159 | -66.5 | 72.7 | 368 | -295.3 | End date - December 31, 2020 | Date d’échéance du 31 décembre 2020 | Approved
9603 | 2016-Q2 | City of St. John's | Riverhead Wastewater Treatment Facility | St. John's | Newfoundland and Labrador | Municipal or another local authority | Municipal or another local authority | Continuous | Quarterly | Monthly | 5 | 113948.2 | 4054830 | 31 | 86.9 | 159 | -72.1 | 50.3 | 368 | -317.7 | End date - December 31, 2020 | Date d’échéance du 31 décembre 2020 | Approved
9603 | 2016-Q2 | City of St. John's | Riverhead Wastewater Treatment Facility | St. John's | Newfoundland and Labrador | Municipal or another local authority | Municipal or another local authority | Continuous | Quarterly | Monthly | 6 | 113948.2 | 3868458 | 30 | 80.1 | 159 | -78.9 | 46.3 | 368 | -321.7 | End date - December 31, 2020 | Date d’échéance du 31 décembre 2020 | Approved
9603 | 2016-Q3 | City of St. John's | Riverhead Wastewater Treatment Facility | St. John's | Newfoundland and Labrador | Municipal or another local authority | Municipal or another local authority | Continuous | Quarterly | Monthly | 7 | 113948.2 | 3764467 | 31 | 69.6 | 159 | -89.4 | 40.9 | 368 | -327.1 | End date - December 31, 2020 | Date d’échéance du 31 décembre 2020 | Approved
9603 | 2016-Q3 | City of St. John's | Riverhead Wastewater Treatment Facility | St. John's | Newfoundland and Labrador | Municipal or another local authority | Municipal or another local authority | Continuous | Quarterly | Monthly | 8 | 113948.2 | 3641407 | 31 | 82.3 | 159 | -76.7 | 45.8 | 368 | -322.2 | End date - December 31, 2020 | Date d’échéance du 31 décembre 2020 | Approved
9603 | 2016-Q3 | City of St. John's | Riverhead Wastewater Treatment Facility | St. John's | Newfoundland and Labrador | Municipal or another local authority | Municipal or another local authority | Continuous | Quarterly | Monthly | 9 | 113948.2 | 3685383 | 30 | 78 | 159 | -81 | 43.5 | 368 | -324.5 | End date - December 31, 2020 | Date d’échéance du 31 décembre 2020 | Approved
9603 | 2016-Q4 | City of St. John's | Riverhead Wastewater Treatment Facility | St. John's | Newfoundland and Labrador | Municipal or another local authority | Municipal or another local authority | Continuous | Quarterly | Monthly | 10 | 113948.2 | 4240940 | 31 | 70.1 | 159 | -88.9 | 67.7 | 368 | -300.3 | End date - December 31, 2020 | Date d’échéance du 31 décembre 2020 | Approved
9603 | 2016-Q4 | City of St. John's | Riverhead Wastewater Treatment Facility | St. John's | Newfoundland and Labrador | Municipal or another local authority | Municipal or another local authority | Continuous | Quarterly | Monthly | 11 | 113948.2 | 5301805 | 30 | 65.2 | 159 | -93.8 | 53.2 | 368 | -314.8 | End date - December 31, 2020 | Date d’échéance du 31 décembre 2020 | Approved
9603 | 2016-Q4 | City of St. John's | Riverhead Wastewater Treatment Facility | St. John's | Newfoundland and Labrador | Municipal or another local authority | Municipal or another local authority | Continuous | Quarterly | Monthly | 12 | 113948.2 | 5528065 | 31 | 66 | 159 | -93 | 48.4 | 368 | -319.6 | End date - December 31, 2020 | Date d’échéance du 31 décembre 2020 | Approved
9603 | 2017-Q1 | City of St. John's | Riverhead Wastewater Treatment Facility | St. John's | Newfoundland and Labrador | Municipal or another local authority | Municipal or another local authority | Continuous | Quarterly | Monthly | 1 | 142041.6 | 5255693 | 31 | 72.4 | 159 | -86.6 | 51.7 | 368 | -316.3 | End date - December 31, 2020 | Date d’échéance du 31 décembre 2020 | Approved
9603 | 2017-Q1 | City of St. John's | Riverhead Wastewater Treatment Facility | St. John's | Newfoundland and Labrador | Municipal or another local authority | Municipal or another local authority | Continuous | Quarterly | Monthly | 2 | 142041.6 | 3867945 | 28 | 88 | 159 | -71 | 50.3 | 368 | -317.7 | End date - December 31, 2020 | Date d’échéance du 31 décembre 2020 | Approved
9603 | 2017-Q1 | City of St. John's | Riverhead Wastewater Treatment Facility | St. John's | Newfoundland and Labrador | Municipal or another local authority | Municipal or another local authority | Continuous | Quarterly | Monthly | 3 | 142041.6 | 5303242 | 31 | 70.6 | 159 | -88.4 | 59.2 | 368 | -308.8 | End date - December 31, 2020 | Date d’échéance du 31 décembre 2020 | Approved
9603 | 2017-Q2 | City of St. John's | Riverhead Wastewater Treatment Facility | St. John's | Newfoundland and Labrador | Municipal or another local authority | Municipal or another local authority | Continuous | Quarterly | Monthly | 4 | 142041.6 | 5527533.5 | 30 | 68.7 | 159 | -90.3 | 50.6 | 368 | -317.4 | End date - December 31, 2020 | Date d’échéance du 31 décembre 2020 | Approved
9603 | 2017-Q2 | City of St. John's | Riverhead Wastewater Treatment Facility | St. John's | Newfoundland and Labrador | Municipal or another local authority | Municipal or another local authority | Continuous | Quarterly | Monthly | 5 | 142041.6 | 3668674.1 | 31 | 88.9 | 159 | -70.1 | 64.9 | 368 | -303.1 | End date - December 31, 2020 | Date d’échéance du 31 décembre 2020 | Approved
9603 | 2017-Q2 | City of St. John's | Riverhead Wastewater Treatment Facility | St. John's | Newfoundland and Labrador | Municipal or another local authority | Municipal or another local authority | Continuous | Quarterly | Monthly | 6 | 142041.6 | 3488756.5 | 30 | 101.5 | 159 | -57.5 | 72.8 | 368 | -295.2 | End date - December 31, 2020 | Date d’échéance du 31 décembre 2020 | Approved
9603 | 2017-Q3 | City of St. John's | Riverhead Wastewater Treatment Facility | St. John's | Newfoundland and Labrador | Municipal or another local authority | Municipal or another local authority | Continuous | Quarterly | Monthly | 7 | 142041.6 | 3753360.2 | 31 | 105 | 159 | -54 | 57 | 368 | -311 | End date - December 31, 2020 | Date d’échéance du 31 décembre 2020 | Approved
9603 | 2017-Q3 | City of St. John's | Riverhead Wastewater Treatment Facility | St. John's | Newfoundland and Labrador | Municipal or another local authority | Municipal or another local authority | Continuous | Quarterly | Monthly | 8 | 142041.6 | 3627098 | 31 | 69 | 159 | -90 | 49 | 368 | -319 | End date - December 31, 2020 | Date d’échéance du 31 décembre 2020 | Approved
9603 | 2017-Q3 | City of St. John's | Riverhead Wastewater Treatment Facility | St. John's | Newfoundland and Labrador | Municipal or another local authority | Municipal or another local authority | Continuous | Quarterly | Monthly | 9 | 142041.6 | 4653057.4 | 30 | 55 | 159 | -104 | 46 | 368 | -322 | End date - December 31, 2020 | Date d’échéance du 31 décembre 2020 | Approved
9603 | 2017-Q4 | City of St. John's | Riverhead Wastewater Treatment Facility | St. John's | Newfoundland and Labrador | Municipal or another local authority | Municipal or another local authority | Continuous | Quarterly | Monthly | 10 | 142041.6 | 3417575.4 | 31 | 74 | 159 | -85 | 51 | 368 | -317 | End date - December 31, 2020 | Date d’échéance du 31 décembre 2020 | Approved
9603 | 2017-Q4 | City of St. John's | Riverhead Wastewater Treatment Facility | St. John's | Newfoundland and Labrador | Municipal or another local authority | Municipal or another local authority | Continuous | Quarterly | Monthly | 11 | 142041.6 | 3458252.5 | 30 | 79 | 159 | -80 | 64 | 368 | -304 | End date - December 31, 2020 | Date d’échéance du 31 décembre 2020 | Approved
9603 | 2017-Q4 | City of St. John's | Riverhead Wastewater Treatment Facility | St. John's | Newfoundland and Labrador | Municipal or another local authority | Municipal or another local authority | Continuous | Quarterly | Monthly | 12 | 142041.6 | 4808707.7 | 31 | 70 | 159 | -89 | 63 | 368 | -305 | End date - December 31, 2020 | Date d’échéance du 31 décembre 2020 | Approved
9603 | 2018-Q1 | City of St. John's | Riverhead Wastewater Treatment Facility | St. John's | Newfoundland and Labrador | Municipal or another local authority | Municipal or another local authority | Continuous | Quarterly | Monthly | 1 | 139260 | 4522510 | 31 | 62 | 159 | -97 | 56 | 368 | -312 | End date - December 31, 2020 | Date d’échéance du 31 décembre 2020 | Approved
9603 | 2018-Q1 | City of St. John's | Riverhead Wastewater Treatment Facility | St. John's | Newfoundland and Labrador | Municipal or another local authority | Municipal or another local authority | Continuous | Quarterly | Monthly | 2 | 139260 | 4006852 | 28 | 52 | 159 | -107 | 50 | 368 | -318 | End date - December 31, 2020 | Date d’échéance du 31 décembre 2020 | Approved
9603 | 2018-Q1 | City of St. John's | Riverhead Wastewater Treatment Facility | St. John's | Newfoundland and Labrador | Municipal or another local authority | Municipal or another local authority | Continuous | Quarterly | Monthly | 3 | 139260 | 4317239 | 31 | 67 | 159 | -92 | 58 | 368 | -310 | End date - December 31, 2020 | Date d’échéance du 31 décembre 2020 | Approved
9603 | 2018-Q2 | City of St. John's | Riverhead Wastewater Treatment Facility | St. John's | Newfoundland and Labrador | Municipal or another local authority | Municipal or another local authority | Continuous | Quarterly | Monthly | 4 | 139260 | 4271648.4 | 30 | 60 | 159 | -99 | 60 | 368 | -308 | End date - December 31, 2020 | Date d’échéance du 31 décembre 2020 | Approved
9603 | 2018-Q2 | City of St. John's | Riverhead Wastewater Treatment Facility | St. John's | Newfoundland and Labrador | Municipal or another local authority | Municipal or another local authority | Continuous | Quarterly | Monthly | 5 | 139260 | 3769617 | 31 | 57 | 159 | -102 | 65 | 368 | -303 | End date - December 31, 2020 | Date d’échéance du 31 décembre 2020 | Approved
9603 | 2018-Q2 | City of St. John's | Riverhead Wastewater Treatment Facility | St. John's | Newfoundland and Labrador | Municipal or another local authority | Municipal or another local authority | Continuous | Quarterly | Monthly | 6 | 139260 | 4069303.7 | 30 | 52 | 159 | -107 | 67 | 368 | -301 | End date - December 31, 2020 | Date d’échéance du 31 décembre 2020 | Approved
9603 | 2018-Q3 | City of St. John's | Riverhead Wastewater Treatment Facility | St. John's | Newfoundland and Labrador | Municipal or another local authority | Municipal or another local authority | Continuous | Quarterly | Monthly | 7 | 139260 | 3602738.8 | 31 | 49 | 159 | -110 | 65 | 368 | -303 | End date - December 31, 2020 | Date d’échéance du 31 décembre 2020 | Approved
9603 | 2018-Q3 | City of St. John's | Riverhead Wastewater Treatment Facility | St. John's | Newfoundland and Labrador | Municipal or another local authority | Municipal or another local authority | Continuous | Quarterly | Monthly | 8 | 139260 | 3496390 | 31 | 51 | 159 | -108 | 65 | 368 | -303 | End date - December 31, 2020 | Date d’échéance du 31 décembre 2020 | Approved
9603 | 2018-Q3 | City of St. John's | Riverhead Wastewater Treatment Facility | St. John's | Newfoundland and Labrador | Municipal or another local authority | Municipal or another local authority | Continuous | Quarterly | Monthly | 9 | 139260 | 3343128.7 | 30 | 60 | 159 | -99 | 62 | 368 | -306 | End date - December 31, 2020 | Date d’échéance du 31 décembre 2020 | Approved
9603 | 2018-Q4 | City of St. John's | Riverhead Wastewater Treatment Facility | St. John's | Newfoundland and Labrador | Municipal or another local authority | Municipal or another local authority | Continuous | Quarterly | Monthly | 10 | 139260 | 4235418.1 | 31 | 55 | 159 | -104 | 57 | 368 | -311 | End date - December 31, 2020 | Date d’échéance du 31 décembre 2020 | Approved
9603 | 2018-Q4 | City of St. John's | Riverhead Wastewater Treatment Facility | St. John's | Newfoundland and Labrador | Municipal or another local authority | Municipal or another local authority | Continuous | Quarterly | Monthly | 11 | 139260 | 4644809.3 | 30 | 48 | 159 | -111 | 58 | 368 | -310 | End date - December 31, 2020 | Date d’échéance du 31 décembre 2020 | Approved
9603 | 2018-Q4 | City of St. John's | Riverhead Wastewater Treatment Facility | St. John's | Newfoundland and Labrador | Municipal or another local authority | Municipal or another local authority | Continuous | Quarterly | Monthly | 12 | 139260 | 4351489.9 | 31 | 64 | 159 | -95 | 62 | 368 | -306 | End date - December 31, 2020 | Date d’échéance du 31 décembre 2020 | Approved
9603 | 2019-Q1 | City of St. John's | Riverhead Wastewater Treatment Facility | St. John's | Newfoundland and Labrador | Municipal or another local authority | Municipal or another local authority | Continuous | Quarterly | Monthly | 1 | 133236 | 5115168.8 | 31 | 52 | 159 | -107 | 55 | 368 | -313 | End date - December 31, 2020 | Date d’échéance du 31 décembre 2020 | Approved
9603 | 2019-Q1 | City of St. John's | Riverhead Wastewater Treatment Facility | St. John's | Newfoundland and Labrador | Municipal or another local authority | Municipal or another local authority | Continuous | Quarterly | Monthly | 2 | 133236 | 3390913.9 | 28 | 77 | 159 | -82 | 68 | 368 | -300 | End date - December 31, 2020 | Date d’échéance du 31 décembre 2020 | Approved
9603 | 2019-Q1 | City of St. John's | Riverhead Wastewater Treatment Facility | St. John's | Newfoundland and Labrador | Municipal or another local authority | Municipal or another local authority | Continuous | Quarterly | Monthly | 3 | 133236 | 3836350.8 | 31 | 64 | 159 | -95 | 74 | 368 | -294 | End date - December 31, 2020 | Date d’échéance du 31 décembre 2020 | Approved
9603 | 2019-Q2 | City of St. John's | Riverhead Wastewater Treatment Facility | St. John's | Newfoundland and Labrador | Municipal or another local authority | Municipal or another local authority | Continuous | Quarterly | Monthly | 4 | 133236 | 4151993.3 | 30 | 42 | 159 | -117 | 69 | 368 | -299 | End date - December 31, 2020 | Date d’échéance du 31 décembre 2020 | Approved
9603 | 2019-Q2 | City of St. John's | Riverhead Wastewater Treatment Facility | St. John's | Newfoundland and Labrador | Municipal or another local authority | Municipal or another local authority | Continuous | Quarterly | Monthly | 5 | 133236 | 3662894 | 31 | 46 | 159 | -113 | 82 | 368 | -286 | End date - December 31, 2020 | Date d’échéance du 31 décembre 2020 | Approved
9603 | 2019-Q2 | City of St. John's | Riverhead Wastewater Treatment Facility | St. John's | Newfoundland and Labrador | Municipal or another local authority | Municipal or another local authority | Continuous | Quarterly | Monthly | 6 | 133236 | 3014255 | 30 | 48 | 159 | -111 | 70 | 368 | -298 | End date - December 31, 2020 | Date d’échéance du 31 décembre 2020 | Approved
9603 | 2019-Q3 | City of St. John's | Riverhead Wastewater Treatment Facility | St. John's | Newfoundland and Labrador | Municipal or another local authority | Municipal or another local authority | Continuous | Quarterly | Monthly | 7 | 133236 | 3446563.5 | 31 | 73 | 159 | -86 | 58 | 368 | -310 | End date - December 31, 2020 | Date d’échéance du 31 décembre 2020 | Approved
9603 | 2019-Q3 | City of St. John's | Riverhead Wastewater Treatment Facility | St. John's | Newfoundland and Labrador | Municipal or another local authority | Municipal or another local authority | Continuous | Quarterly | Monthly | 8 | 133236 | 2984531 | 31 | 77 | 159 | -82 | 51 | 368 | -317 | End date - December 31, 2020 | Date d’échéance du 31 décembre 2020 | Approved
9603 | 2019-Q3 | City of St. John's | Riverhead Wastewater Treatment Facility | St. John's | Newfoundland and Labrador | Municipal or another local authority | Municipal or another local authority | Continuous | Quarterly | Monthly | 9 | 133236 | 3375389 | 30 | 72 | 159 | -87 | 54 | 368 | -314 | End date - December 31, 2020 | Date d’échéance du 31 décembre 2020 | Approved
9603 | 2019-Q4 | City of St. John's | Riverhead Wastewater Treatment Facility | St. John's | Newfoundland and Labrador | Municipal or another local authority | Municipal or another local authority | Continuous | Quarterly | Monthly | 10 | 133236 | 3366170 | 31 | 80 | 159 | -79 | 60 | 368 | -308 | End date - December 31, 2020 | Date d’échéance du 31 décembre 2020 | Approved
9603 | 2019-Q4 | City of St. John's | Riverhead Wastewater Treatment Facility | St. John's | Newfoundland and Labrador | Municipal or another local authority | Municipal or another local authority | Continuous | Quarterly | Monthly | 11 | 133236 | 4126364.7 | 30 | 93 | 159 | -66 | 60 | 368 | -308 | End date - December 31, 2020 | Date d’échéance du 31 décembre 2020 | Approved
9603 | 2019-Q4 | City of St. John's | Riverhead Wastewater Treatment Facility | St. John's | Newfoundland and Labrador | Municipal or another local authority | Municipal or another local authority | Continuous | Quarterly | Monthly | 12 | 133236 | 4590413.7 | 31 | 64 | 159 | -95 | 68 | 368 | -300 | End date - December 31, 2020 | Date d’échéance du 31 décembre 2020 | Approved
9603 | 2020-Q1 | City of St. John's | Riverhead Wastewater Treatment Facility | St. John's | Newfoundland and Labrador | Municipal or another local authority | Municipal or another local authority | Continuous | Quarterly | Monthly | 1 | 123454.8 | 3700612.4 | 31 | 91 | 159 | -68 | 82 | 368 | -286 | End date - December 31, 2020 | Date d’échéance du 31 décembre 2020 | Approved
9603 | 2020-Q1 | City of St. John's | Riverhead Wastewater Treatment Facility | St. John's | Newfoundland and Labrador | Municipal or another local authority | Municipal or another local authority | Continuous | Quarterly | Monthly | 2 | 123454.8 | 3834889 | 29 | 77 | 159 | -82 | 67 | 368 | -301 | End date - December 31, 2020 | Date d’échéance du 31 décembre 2020 | Approved
9603 | 2020-Q1 | City of St. John's | Riverhead Wastewater Treatment Facility | St. John's | Newfoundland and Labrador | Municipal or another local authority | Municipal or another local authority | Continuous | Quarterly | Monthly | 3 | 123454.8 | 5074111.1 | 31 | 78 | 159 | -81 | 76 | 368 | -292 | End date - December 31, 2020 | Date d’échéance du 31 décembre 2020 | Approved
9603 | 2020-Q2 | City of St. John's | Riverhead Wastewater Treatment Facility | St. John's | Newfoundland and Labrador | Municipal or another local authority | Municipal or another local authority | Continuous | Quarterly | Monthly | 4 | 123454.8 | 6178867.1 | 30 | 53 | 159 | -106 | 59 | 368 | -309 | End date - December 31, 2020 | Date d’échéance du 31 décembre 2020 | Approved
9603 | 2020-Q2 | City of St. John's | Riverhead Wastewater Treatment Facility | St. John's | Newfoundland and Labrador | Municipal or another local authority | Municipal or another local authority | Continuous | Quarterly | Monthly | 5 | 123454.8 | 4299379.4 | 31 | 64 | 159 | -95 | 61 | 368 | -307 | End date - December 31, 2020 | Date d’échéance du 31 décembre 2020 | Approved
9603 | 2020-Q2 | City of St. John's | Riverhead Wastewater Treatment Facility | St. John's | Newfoundland and Labrador | Municipal or another local authority | Municipal or another local authority | Continuous | Quarterly | Monthly | 6 | 123454.8 | 3639963.1 | 30 | 71 | 159 | -88 | 62 | 368 | -306 | End date - December 31, 2020 | Date d’échéance du 31 décembre 2020 | Approved
9603 | 2020-Q3 | City of St. John's | Riverhead Wastewater Treatment Facility | St. John's | Newfoundland and Labrador | Municipal or another local authority | Municipal or another local authority | Continuous | Quarterly | Monthly | 7 | 123454.8 | 3716412.5 | 31 | 77 | 159 | -82 | 61 | 368 | -307 | End date - December 31, 2020 | Date d’échéance du 31 décembre 2020 | Approved
9603 | 2020-Q3 | City of St. John's | Riverhead Wastewater Treatment Facility | St. John's | Newfoundland and Labrador | Municipal or another local authority | Municipal or another local authority | Continuous | Quarterly | Monthly | 8 | 123454.8 | 3497152.1 | 31 | 83 | 159 | -76 | 61 | 368 | -307 | End date - December 31, 2020 | Date d’échéance du 31 décembre 2020 | Approved
9603 | 2020-Q3 | City of St. John's | Riverhead Wastewater Treatment Facility | St. John's | Newfoundland and Labrador | Municipal or another local authority | Municipal or another local authority | Continuous | Quarterly | Monthly | 9 | 123454.8 | 3572245.3 | 30 | 78 | 159 | -81 | 65 | 368 | -303 | End date - December 31, 2020 | Date d’échéance du 31 décembre 2020 | Approved
9603 | 2020-Q4 | City of St. John's | Riverhead Wastewater Treatment Facility | St. John's | Newfoundland and Labrador | Municipal or another local authority | Municipal or another local authority | Continuous | Quarterly | Monthly | 10 | 123454.8 | 3591935.8 | 31 | 90 | 159 | -69 | 88 | 368 | -280 | End date - December 31, 2020 | Date d’échéance du 31 décembre 2020 | Approved
9603 | 2020-Q4 | City of St. John's | Riverhead Wastewater Treatment Facility | St. John's | Newfoundland and Labrador | Municipal or another local authority | Municipal or another local authority | Continuous | Quarterly | Monthly | 11 | 123454.8 | 4058947.6 | 30 | 68 | 159 | -91 | 69 | 368 | -299 | End date - December 31, 2020 | Date d’échéance du 31 décembre 2020 | Approved
9603 | 2020-Q4 | City of St. John's | Riverhead Wastewater Treatment Facility | St. John's | Newfoundland and Labrador | Municipal or another local authority | Municipal or another local authority | Continuous | Quarterly | Monthly | 12 | 123454.8 | 4850281.1 | 31 | 76 | 159 | -83 | 56 | 368 | -312 | End date - December 31, 2020 | Date d’échéance du 31 décembre 2020 | Approved
9603 | 2021-Q1 | City of St. John's | Riverhead Wastewater Treatment Facility | St. John's | Newfoundland and Labrador | Municipal or another local authority | Municipal or another local authority | Continuous | Quarterly | Monthly | 1 | 136652.4 | 4006015.2 | 31 | 106 | 25 | 81 | 124 | 25 | 99 |  |  | Approved
9603 | 2021-Q1 | City of St. John's | Riverhead Wastewater Treatment Facility | St. John's | Newfoundland and Labrador | Municipal or another local authority | Municipal or another local authority | Continuous | Quarterly | Monthly | 2 | 136652.4 | 3608026 | 28 | 127 | 25 | 102 | 190 | 25 | 165 |  |  | Approved
9603 | 2021-Q1 | City of St. John's | Riverhead Wastewater Treatment Facility | St. John's | Newfoundland and Labrador | Municipal or another local authority | Municipal or another local authority | Continuous | Quarterly | Monthly | 3 | 136652.4 | 4578353.7 | 31 | 70 | 25 | 45 | 83 | 25 | 58 |  |  | Approved
9603 | 2021-Q2 | City of St. John's | Riverhead Wastewater Treatment Facility | St. John's | Newfoundland and Labrador | Municipal or another local authority | Municipal or another local authority | Continuous | Quarterly | Monthly | 4 | 136652.4 | 5355050.9 | 30 | 59 | 25 | 34 | 58 | 25 | 33 |  |  | Approved
9603 | 2021-Q2 | City of St. John's | Riverhead Wastewater Treatment Facility | St. John's | Newfoundland and Labrador | Municipal or another local authority | Municipal or another local authority | Continuous | Quarterly | Monthly | 5 | 136652.4 | 3330968 | 31 | 114 | 25 | 89 | 133 | 25 | 108 |  |  | Approved
9603 | 2021-Q2 | City of St. John's | Riverhead Wastewater Treatment Facility | St. John's | Newfoundland and Labrador | Municipal or another local authority | Municipal or another local authority | Continuous | Quarterly | Monthly | 6 | 136652.4 | 2878917.8 | 30 | 91 | 25 | 66 | 80 | 25 | 55 |  |  | Approved
9603 | 2021-Q3 | City of St. John's | Riverhead Wastewater Treatment Facility | St. John's | Newfoundland and Labrador | Municipal or another local authority | Municipal or another local authority | Continuous | Quarterly | Monthly | 7 | 136652.4 | 3048473.7 | 31 | 78 | 25 | 53 | 79 | 25 | 54 |  |  | Approved
9603 | 2021-Q3 | City of St. John's | Riverhead Wastewater Treatment Facility | St. John's | Newfoundland and Labrador | Municipal or another local authority | Municipal or another local authority | Continuous | Quarterly | Monthly | 8 | 136652.4 | 2704072.1 | 31 | 93 | 25 | 68 | 56 | 25 | 31 |  |  | Approved
9603 | 2021-Q3 | City of St. John's | Riverhead Wastewater Treatment Facility | St. John's | Newfoundland and Labrador | Municipal or another local authority | Municipal or another local authority | Continuous | Quarterly | Monthly | 9 | 136652.4 | 3172006.5 | 30 | 95 | 25 | 70 | 81 | 25 | 56 |  |  | Approved
9603 | 2021-Q4 | City of St. John's | Riverhead Wastewater Treatment Facility | St. John's | Newfoundland and Labrador | Municipal or another local authority | Municipal or another local authority | Continuous | Quarterly | Monthly | 10 | 136652.4 | 3655641.9 | 31 | 91 | 25 | 66 | 76 | 25 | 51 |  |  | Approved
9603 | 2021-Q4 | City of St. John's | Riverhead Wastewater Treatment Facility | St. John's | Newfoundland and Labrador | Municipal or another local authority | Municipal or another local authority | Continuous | Quarterly | Monthly | 11 | 136652.4 | 4017925.7 | 30 | 110 | 25 | 85 | 82 | 25 | 57 |  |  | Approved
9603 | 2021-Q4 | City of St. John's | Riverhead Wastewater Treatment Facility | St. John's | Newfoundland and Labrador | Municipal or another local authority | Municipal or another local authority | Continuous | Quarterly | Monthly | 12 | 136652.4 | 4594928.1 | 31 | 128 | 25 | 103 | 74 | 25 | 49 |  |  | Approved
9603 | 2022-Q1 | City of St. John's | Riverhead Wastewater Treatment Facility | St. John's | Newfoundland and Labrador | Municipal or another local authority | Municipal or another local authority | Continuous | Quarterly | Monthly | 1 | 123151.7 | 5057071.9 | 31 | 79 | 25 | 54 | 95 | 25 | 70 |  |  | Approved
9603 | 2022-Q1 | City of St. John's | Riverhead Wastewater Treatment Facility | St. John's | Newfoundland and Labrador | Municipal or another local authority | Municipal or another local authority | Continuous | Quarterly | Monthly | 2 | 123151.7 | 4749662 | 28 | 76 | 25 | 51 | 62 | 25 | 37 |  |  | Approved
9603 | 2022-Q1 | City of St. John's | Riverhead Wastewater Treatment Facility | St. John's | Newfoundland and Labrador | Municipal or another local authority | Municipal or another local authority | Continuous | Quarterly | Monthly | 3 | 123151.7 | 3800165.4 | 31 | 83 | 25 | 58 | 62 | 25 | 37 |  |  | Approved
9603 | 2022-Q2 | City of St. John's | Riverhead Wastewater Treatment Facility | St. John's | Newfoundland and Labrador | Municipal or another local authority | Municipal or another local authority | Continuous | Quarterly | Monthly | 4 | 123151.7 | 3488241.4 | 30 | 69 | 25 | 44 | 54 | 25 | 29 |  |  | Approved
9603 | 2022-Q2 | City of St. John's | Riverhead Wastewater Treatment Facility | St. John's | Newfoundland and Labrador | Municipal or another local authority | Municipal or another local authority | Continuous | Quarterly | Monthly | 5 | 123151.7 | 3043188.5 | 31 | 79 | 25 | 54 | 63 | 25 | 38 |  |  | Approved
9603 | 2022-Q2 | City of St. John's | Riverhead Wastewater Treatment Facility | St. John's | Newfoundland and Labrador | Municipal or another local authority | Municipal or another local authority | Continuous | Quarterly | Monthly | 6 | 123151.7 | 3004861.3 | 30 | 68 | 25 | 43 | 45 | 25 | 20 |  |  | Approved
9603 | 2022-Q3 | City of St. John's | Riverhead Wastewater Treatment Facility | St. John's | Newfoundland and Labrador | Municipal or another local authority | Municipal or another local authority | Continuous | Quarterly | Monthly | 7 | 123151.7 | 2853435.1 | 31 | 90 | 25 | 65 | 50 | 25 | 25 |  |  | Approved
9603 | 2022-Q3 | City of St. John's | Riverhead Wastewater Treatment Facility | St. John's | Newfoundland and Labrador | Municipal or another local authority | Municipal or another local authority | Continuous | Quarterly | Monthly | 8 | 123151.7 | 3125896 | 31 | 68 | 25 | 43 | 54 | 25 | 29 |  |  | Approved
9603 | 2022-Q3 | City of St. John's | Riverhead Wastewater Treatment Facility | St. John's | Newfoundland and Labrador | Municipal or another local authority | Municipal or another local authority | Continuous | Quarterly | Monthly | 9 | 123151.7 | 3798100.8 | 30 | 67 | 25 | 42 | 57 | 25 | 32 |  |  | Approved
9603 | 2022-Q4 | City of St. John's | Riverhead Wastewater Treatment Facility | St. John's | Newfoundland and Labrador | Municipal or another local authority | Municipal or another local authority | Continuous | Quarterly | Monthly | 10 | 123151.7 | 2562711 | 31 | 79 | 25 | 54 | 58 | 25 | 33 |  |  | Approved
9603 | 2022-Q4 | City of St. John's | Riverhead Wastewater Treatment Facility | St. John's | Newfoundland and Labrador | Municipal or another local authority | Municipal or another local authority | Continuous | Quarterly | Monthly | 11 | 123151.7 | 3585177.9 | 30 | 68 | 25 | 43 | 60 | 25 | 35 |  |  | Approved
9603 | 2022-Q4 | City of St. John's | Riverhead Wastewater Treatment Facility | St. John's | Newfoundland and Labrador | Municipal or another local authority | Municipal or another local authority | Continuous | Quarterly | Monthly | 12 | 123151.7 | 4423723.3 | 31 | 67 | 25 | 42 | 60 | 25 | 35 |  |  | Approved
9603 | 2023-Q1 | City of St. John's | Riverhead Wastewater Treatment Facility | St. John's | Newfoundland and Labrador | Municipal or another local authority | Municipal or another local authority | Continuous | Quarterly | Monthly | 1 | 119156.8 | 4914703 | 31 | 60 | 25 | 35 | 54 | 25 | 29 |  |  | Approved
9603 | 2023-Q1 | City of St. John's | Riverhead Wastewater Treatment Facility | St. John's | Newfoundland and Labrador | Municipal or another local authority | Municipal or another local authority | Continuous | Quarterly | Monthly | 2 | 119156.8 | 3770003.6 | 28 | 71 | 25 | 46 | 60 | 25 | 35 |  |  | Approved
9603 | 2023-Q1 | City of St. John's | Riverhead Wastewater Treatment Facility | St. John's | Newfoundland and Labrador | Municipal or another local authority | Municipal or another local authority | Continuous | Quarterly | Monthly | 3 | 119156.8 | 3854540.3 | 31 | 80 | 25 | 55 | 61 | 25 | 36 |  |  | Approved
9603 | 2023-Q2 | City of St. John's | Riverhead Wastewater Treatment Facility | St. John's | Newfoundland and Labrador | Municipal or another local authority | Municipal or another local authority | Continuous | Quarterly | Monthly | 4 | 119156.8 | 4814316.1 | 30 | 65 | 25 | 40 | 48 | 25 | 23 |  |  | Approved
9603 | 2023-Q2 | City of St. John's | Riverhead Wastewater Treatment Facility | St. John's | Newfoundland and Labrador | Municipal or another local authority | Municipal or another local authority | Continuous | Quarterly | Monthly | 5 | 119156.8 | 3615412.6 | 31 | 83 | 25 | 58 | 61 | 25 | 36 |  |  | Approved
9603 | 2023-Q2 | City of St. John's | Riverhead Wastewater Treatment Facility | St. John's | Newfoundland and Labrador | Municipal or another local authority | Municipal or another local authority | Continuous | Quarterly | Monthly | 6 | 119156.8 | 3731989.1 | 30 | 73 | 25 | 48 | 53 | 25 | 28 |  |  | Approved
9603 | 2023-Q3 | City of St. John's | Riverhead Wastewater Treatment Facility | St. John's | Newfoundland and Labrador | Municipal or another local authority | Municipal or another local authority | Continuous | Quarterly | Monthly | 7 | 119156.8 | 3298223.9 | 31 | 74 | 25 | 49 | 58 | 25 | 33 |  |  | Approved
9603 | 2023-Q3 | City of St. John's | Riverhead Wastewater Treatment Facility | St. John's | Newfoundland and Labrador | Municipal or another local authority | Municipal or another local authority | Continuous | Quarterly | Monthly | 8 | 119156.8 | 3275720.2 | 31 | 70 | 25 | 45 | 61 | 25 | 36 |  |  | Approved
9603 | 2023-Q3 | City of St. John's | Riverhead Wastewater Treatment Facility | St. John's | Newfoundland and Labrador | Municipal or another local authority | Municipal or another local authority | Continuous | Quarterly | Monthly | 9 | 119156.8 | 3321464.5 | 30 | 61 | 25 | 36 | 53 | 25 | 28 |  |  | Approved
9603 | 2023-Q4 | City of St. John's | Riverhead Wastewater Treatment Facility | St. John's | Newfoundland and Labrador | Municipal or another local authority | Municipal or another local authority | Continuous | Quarterly | Monthly | 10 | 119156.8 | 3225678.4 | 31 | 68 | 25 | 43 | 61 | 25 | 36 |  |  | Approved
9603 | 2023-Q4 | City of St. John's | Riverhead Wastewater Treatment Facility | St. John's | Newfoundland and Labrador | Municipal or another local authority | Municipal or another local authority | Continuous | Quarterly | Monthly | 11 | 119156.8 | 4251392.2 | 30 | 70 | 25 | 45 | 63 | 25 | 38 |  |  | Approved
9603 | 2023-Q4 | City of St. John's | Riverhead Wastewater Treatment Facility | St. John's | Newfoundland and Labrador | Municipal or another local authority | Municipal or another local authority | Continuous | Quarterly | Monthly | 12 | 119156.8 | 3714075.4 | 31 | 97 | 25 | 72 | 85 | 25 | 60 |  |  | Approved
9603 | 2024-Q1 | City of St. John's | Riverhead Wastewater Treatment Facility | St. John's | Newfoundland and Labrador | Municipal or another local authority | Municipal or another local authority | Continuous | Quarterly | Monthly | 1 | 125445.3 | 3412256.2 | 31 | 101 | 25 | 76 | 89 | 25 | 64 |  |  | Approved
9603 | 2024-Q1 | City of St. John's | Riverhead Wastewater Treatment Facility | St. John's | Newfoundland and Labrador | Municipal or another local authority | Municipal or another local authority | Continuous | Quarterly | Monthly | 2 | 125445.3 | 3944672.9 | 29 | 80 | 25 | 55 | 66 | 25 | 41 |  |  | Approved
9603 | 2024-Q1 | City of St. John's | Riverhead Wastewater Treatment Facility | St. John's | Newfoundland and Labrador | Municipal or another local authority | Municipal or another local authority | Continuous | Quarterly | Monthly | 3 | 125445.3 | 5771726.1 | 31 | 62 | 25 | 37 | 61 | 25 | 36 |  |  | Approved
9603 | 2024-Q2 | City of St. John's | Riverhead Wastewater Treatment Facility | St. John's | Newfoundland and Labrador | Municipal or another local authority | Municipal or another local authority | Continuous | Quarterly | Monthly | 4 | 125445.3 | 4509104.6 | 30 | 73 | 25 | 48 | 64 | 25 | 39 |  |  | Approved
9603 | 2024-Q2 | City of St. John's | Riverhead Wastewater Treatment Facility | St. John's | Newfoundland and Labrador | Municipal or another local authority | Municipal or another local authority | Continuous | Quarterly | Monthly | 5 | 125445.3 | 3930322.9 | 31 | 81 | 25 | 56 | 78 | 25 | 53 |  |  | Approved
9603 | 2024-Q2 | City of St. John's | Riverhead Wastewater Treatment Facility | St. John's | Newfoundland and Labrador | Municipal or another local authority | Municipal or another local authority | Continuous | Quarterly | Monthly | 6 | 125445.3 | 4202361.7 | 30 | 65 | 25 | 40 | 67 | 25 | 42 |  |  | Approved
9603 | 2024-Q3 | City of St. John's | Riverhead Wastewater Treatment Facility | St. John's | Newfoundland and Labrador | Municipal or another local authority | Municipal or another local authority | Continuous | Quarterly | Monthly | 7 | 125445.3 | 3838576.3 | 31 | 90 | 25 | 65 | 79 | 25 | 54 |  |  | Approved
9603 | 2024-Q3 | City of St. John's | Riverhead Wastewater Treatment Facility | St. John's | Newfoundland and Labrador | Municipal or another local authority | Municipal or another local authority | Continuous | Quarterly | Monthly | 8 | 125445.3 | 3255928.2 | 31 | 76 | 25 | 51 | 65 | 25 | 40 |  |  | Approved
9603 | 2024-Q3 | City of St. John's | Riverhead Wastewater Treatment Facility | St. John's | Newfoundland and Labrador | Municipal or another local authority | Municipal or another local authority | Continuous | Quarterly | Monthly | 9 | 125445.3 | 3105756.3 | 30 | 74 | 25 | 49 | 70 | 25 | 45 |  |  | Approved
9603 | 2024-Q4 | City of St. John's | Riverhead Wastewater Treatment Facility | St. John's | Newfoundland and Labrador | Municipal or another local authority | Municipal or another local authority | Continuous | Quarterly | Monthly | 10 | 125445.3 | 3811425.6 | 31 | 85 | 25 | 60 | 78 | 25 | 53 |  |  | Approved
9603 | 2024-Q4 | City of St. John's | Riverhead Wastewater Treatment Facility | St. John's | Newfoundland and Labrador | Municipal or another local authority | Municipal or another local authority | Continuous | Quarterly | Monthly | 11 | 125445.3 | 5803535.9 | 30 | 66 | 25 | 41 | 70 | 25 | 45 |  |  | Approved
9603 | 2024-Q4 | City of St. John's | Riverhead Wastewater Treatment Facility | St. John's | Newfoundland and Labrador | Municipal or another local authority | Municipal or another local authority | Continuous | Quarterly | Monthly | 12 | 125445.3 | 4981067.3 | 31 | 86 | 25 | 61 | 83 | 25 | 58 |  |  | Approved
12416 | 2013-Q1 | City of Corner Brook | CITY OF CORNER BROOK - CORNER BROOK | Corner Brook | Newfoundland and Labrador | Municipal or another local authority | Municipal or another local authority | Continuous | Quarterly | Quarterly | 0 | 10642 | 957780 | 90 | 0 | 0 | 0 | 0 | 0 | 0 |  |  | Approved
12416 | 2013-Q2 | City of Corner Brook | CITY OF CORNER BROOK - CORNER BROOK | Corner Brook | Newfoundland and Labrador | Municipal or another local authority | Municipal or another local authority | Continuous | Quarterly | Quarterly | 0 | 10642 | 780078 | 90 | 60.5 | 0 | 0 | 70 | 0 | 0 |  |  | Approved
12416 | 2013-Q3 | City of Corner Brook | CITY OF CORNER BROOK - CORNER BROOK | Corner Brook | Newfoundland and Labrador | Municipal or another local authority | Municipal or another local authority | Continuous | Quarterly | Quarterly | 0 | 10642 | 594166 | 92 | 23 | 0 | 0 | 40 | 0 | 0 |  |  | Approved
12416 | 2013-Q4 | City of Corner Brook | CITY OF CORNER BROOK - CORNER BROOK | Corner Brook | Newfoundland and Labrador | Municipal or another local authority | Municipal or another local authority | Continuous | Quarterly | Quarterly | 0 | 10642 | 843676 | 92 | 20 | 0 | 0 | 37.5 | 0 | 0 |  |  | Approved
12416 | 2014-Q4 | City of Corner Brook | CITY OF CORNER BROOK - CORNER BROOK | Corner Brook | Newfoundland and Labrador | Municipal or another local authority | Municipal or another local authority | Continuous | Quarterly | Quarterly | 0 | 10642 | 779865.2 | 92 | 20 | 0 | 0 | 37.5 | 0 | 0 |  |  | Approved
23938 | 2013-Q1 | Town of Portugal Cove - St. Philip's | St. Philip's Wastewater Treatment Plant | Portugal Cove - St. Philip's | Newfoundland and Labrador | Municipal or another local authority | Municipal or another local authority | Continuous | Quarterly | Quarterly | 0 | 172 | 72527 | 90 | 0 | 0 | 0 | 0 | 0 | 0 |  |  | Approved
23938 | 2013-Q2 | Town of Portugal Cove - St. Philip's | St. Philip's Wastewater Treatment Plant | Portugal Cove - St. Philip's | Newfoundland and Labrador | Municipal or another local authority | Municipal or another local authority | Continuous | Quarterly | Quarterly | 0 | 172 | 34669 | 91 | 0 | 0 | 0 | 0 | 0 | 0 |  |  | Approved
23938 | 2013-Q3 | Town of Portugal Cove - St. Philip's | St. Philip's Wastewater Treatment Plant | Portugal Cove - St. Philip's | Newfoundland and Labrador | Municipal or another local authority | Municipal or another local authority | Continuous | Quarterly | Quarterly | 0 | 172 | 30470 | 92 | 0 | 0 | 0 | 0 | 0 | 0 |  |  | Approved
23938 | 2013-Q4 | Town of Portugal Cove - St. Philip's | St. Philip's Wastewater Treatment Plant | Portugal Cove - St. Philip's | Newfoundland and Labrador | Municipal or another local authority | Municipal or another local authority | Continuous | Quarterly | Quarterly | 0 | 172 | 33497 | 92 | 0 | 0 | 0 | 0 | 0 | 0 |  |  | Approved
23938 | 2014-Q1 | Town of Portugal Cove - St. Philip's | St. Philip's Wastewater Treatment Plant | Portugal Cove - St. Philip's | Newfoundland and Labrador | Municipal or another local authority | Municipal or another local authority | Continuous | Quarterly | Quarterly | 0 | 172 | 39838 | 90 | 0 | 0 | 0 | 0 | 0 | 0 |  |  | Approved
23938 | 2014-Q2 | Town of Portugal Cove - St. Philip's | St. Philip's Wastewater Treatment Plant | Portugal Cove - St. Philip's | Newfoundland and Labrador | Municipal or another local authority | Municipal or another local authority | Continuous | Quarterly | Quarterly | 0 | 172 | 26841 | 91 | 10.9 | 0 | 0 | 14.5 | 0 | 0 |  |  | Approved
23938 | 2014-Q3 | Town of Portugal Cove - St. Philip's | St. Philip's Wastewater Treatment Plant | Portugal Cove - St. Philip's | Newfoundland and Labrador | Municipal or another local authority | Municipal or another local authority | Continuous | Quarterly | Quarterly | 0 | 172 | 18362 | 92 | 7 | 0 | 0 | 12.6 | 0 | 0 |  |  | Approved
23938 | 2014-Q4 | Town of Portugal Cove - St. Philip's | St. Philip's Wastewater Treatment Plant | Portugal Cove - St. Philip's | Newfoundland and Labrador | Municipal or another local authority | Municipal or another local authority | Continuous | Quarterly | Quarterly | 0 | 172 | 26192 | 91 | 5.8 | 0 | 0 | 15.4 | 0 | 0 |  |  | Approved
23938 | 2015-Q1 | Town of Portugal Cove - St. Philip's | St. Philip's Wastewater Treatment Plant | Portugal Cove - St. Philip's | Newfoundland and Labrador | Municipal or another local authority | Municipal or another local authority | Continuous | Quarterly | Quarterly | 0 | 304.7 | 25039.3 | 90 | 8.5 | 25 | -16.5 | 21.8 | 25 | -3.2 |  |  | Approved
23938 | 2015-Q2 | Town of Portugal Cove - St. Philip's | St. Philip's Wastewater Treatment Plant | Portugal Cove - St. Philip's | Newfoundland and Labrador | Municipal or another local authority | Municipal or another local authority | Continuous | Quarterly | Quarterly | 0 | 304.7 | 30143 | 91 | 6.3 | 25 | -18.7 | 6.2 | 25 | -18.8 |  |  | Approved
23938 | 2015-Q3 | Town of Portugal Cove - St. Philip's | St. Philip's Wastewater Treatment Plant | Portugal Cove - St. Philip's | Newfoundland and Labrador | Municipal or another local authority | Municipal or another local authority | Continuous | Quarterly | Quarterly | 0 | 304.7 | 25176 | 92 | 8.3 | 25 | -16.7 | 9.8 | 25 | -15.2 |  |  | Approved
23938 | 2015-Q4 | Town of Portugal Cove - St. Philip's | St. Philip's Wastewater Treatment Plant | Portugal Cove - St. Philip's | Newfoundland and Labrador | Municipal or another local authority | Municipal or another local authority | Continuous | Quarterly | Quarterly | 0 | 304.7 | 24642.9 | 92 | 9.3 | 25 | -15.7 | 6.6 | 25 | -18.4 |  |  | Approved
23938 | 2016-Q1 | Town of Portugal Cove - St. Philip's | St. Philip's Wastewater Treatment Plant | Portugal Cove - St. Philip's | Newfoundland and Labrador | Municipal or another local authority | Municipal or another local authority | Continuous | Quarterly | Quarterly | 0 | 287.7 | 29240.6 | 91 | 8.9 | 25 | -16.1 | 11.4 | 25 | -13.6 |  |  | Approved
23938 | 2016-Q2 | Town of Portugal Cove - St. Philip's | St. Philip's Wastewater Treatment Plant | Portugal Cove - St. Philip's | Newfoundland and Labrador | Municipal or another local authority | Municipal or another local authority | Continuous | Quarterly | Quarterly | 0 | 287.7 | 26342 | 91 | 8.4 | 25 | -16.6 | 8.9 | 25 | -16.1 |  |  | Approved
23938 | 2016-Q3 | Town of Portugal Cove - St. Philip's | St. Philip's Wastewater Treatment Plant | Portugal Cove - St. Philip's | Newfoundland and Labrador | Municipal or another local authority | Municipal or another local authority | Continuous | Quarterly | Quarterly | 0 | 287.7 | 24922.3 | 92 | 7 | 25 | -18 | 21.6 | 25 | -3.4 |  |  | Approved
23938 | 2016-Q4 | Town of Portugal Cove - St. Philip's | St. Philip's Wastewater Treatment Plant | Portugal Cove - St. Philip's | Newfoundland and Labrador | Municipal or another local authority | Municipal or another local authority | Continuous | Quarterly | Quarterly | 0 | 287.7 | 37635 | 92 | 9.4 | 25 | -15.6 | 12.8 | 25 | -12.2 |  |  | Approved
23938 | 2017-Q1 | Town of Portugal Cove - St. Philip's | St. Philip's Wastewater Treatment Plant | Portugal Cove - St. Philip's | Newfoundland and Labrador | Municipal or another local authority | Municipal or another local authority | Continuous | Quarterly | Quarterly | 0 | 322.8 | 35157 | 90 | 15.8 | 25 | -9.2 | 23.8 | 25 | -1.2 |  |  | Approved
23938 | 2017-Q2 | Town of Portugal Cove - St. Philip's | St. Philip's Wastewater Treatment Plant | Portugal Cove - St. Philip's | Newfoundland and Labrador | Municipal or another local authority | Municipal or another local authority | Continuous | Quarterly | Quarterly | 0 | 322.8 | 36424 | 91 | 17.7 | 25 | -7.3 | 32.3 | 25 | 7.3 |  |  | Approved
23938 | 2017-Q3 | Town of Portugal Cove - St. Philip's | St. Philip's Wastewater Treatment Plant | Portugal Cove - St. Philip's | Newfoundland and Labrador | Municipal or another local authority | Municipal or another local authority | Continuous | Quarterly | Quarterly | 0 | 322.8 | 35555 | 92 | 14.8 | 25 | -10.2 | 22.3 | 25 | -2.7 |  |  | Approved
23938 | 2017-Q4 | Town of Portugal Cove - St. Philip's | St. Philip's Wastewater Treatment Plant | Portugal Cove - St. Philip's | Newfoundland and Labrador | Municipal or another local authority | Municipal or another local authority | Continuous | Quarterly | Quarterly | 0 | 322.8 | 28872 | 92 | 12.9 | 25 | -12.1 | 30.2 | 25 | 5.2 |  |  | Approved
23938 | 2018-Q1 | Town of Portugal Cove - St. Philip's | St. Philip's Wastewater Treatment Plant | Portugal Cove - St. Philip's | Newfoundland and Labrador | Municipal or another local authority | Municipal or another local authority | Continuous | Quarterly | Quarterly | 0 | 372.6 | 31247 | 90 | 9.8 | 25 | -15.2 | 19 | 25 | -6 |  |  | Approved
23938 | 2018-Q2 | Town of Portugal Cove - St. Philip's | St. Philip's Wastewater Treatment Plant | Portugal Cove - St. Philip's | Newfoundland and Labrador | Municipal or another local authority | Municipal or another local authority | Continuous | Quarterly | Quarterly | 0 | 372.6 | 33264 | 91 | 8.6 | 25 | -16.4 | 23.9 | 25 | -1.1 |  |  | Approved
23938 | 2018-Q3 | Town of Portugal Cove - St. Philip's | St. Philip's Wastewater Treatment Plant | Portugal Cove - St. Philip's | Newfoundland and Labrador | Municipal or another local authority | Municipal or another local authority | Continuous | Quarterly | Quarterly | 0 | 372.6 | 27733 | 92 | 10.1 | 25 | -14.9 | 27.1 | 25 | 2.1 |  |  | Approved
23938 | 2018-Q4 | Town of Portugal Cove - St. Philip's | St. Philip's Wastewater Treatment Plant | Portugal Cove - St. Philip's | Newfoundland and Labrador | Municipal or another local authority | Municipal or another local authority | Continuous | Quarterly | Quarterly | 0 | 372.6 | 34783 | 92 | 6.4 | 25 | -18.6 | 19.1 | 25 | -5.9 |  |  | Approved
23938 | 2019-Q1 | Town of Portugal Cove - St. Philip's | St. Philip's Wastewater Treatment Plant | Portugal Cove - St. Philip's | Newfoundland and Labrador | Municipal or another local authority | Municipal or another local authority | Continuous | Quarterly | Quarterly | 0 | 348 | 34993 | 90 | 9.3 | 25 | -15.7 | 16.6 | 25 | -8.4 |  |  | Approved
23938 | 2019-Q2 | Town of Portugal Cove - St. Philip's | St. Philip's Wastewater Treatment Plant | Portugal Cove - St. Philip's | Newfoundland and Labrador | Municipal or another local authority | Municipal or another local authority | Continuous | Quarterly | Quarterly | 0 | 348 | 32592 | 91 | 7.8 | 25 | -17.2 | 17.6 | 25 | -7.4 |  |  | Approved
23938 | 2019-Q3 | Town of Portugal Cove - St. Philip's | St. Philip's Wastewater Treatment Plant | Portugal Cove - St. Philip's | Newfoundland and Labrador | Municipal or another local authority | Municipal or another local authority | Continuous | Quarterly | Quarterly | 0 | 348 | 32504 | 92 | 9.1 | 25 | -15.9 | 16.9 | 25 | -8.1 |  |  | Approved
23938 | 2019-Q4 | Town of Portugal Cove - St. Philip's | St. Philip's Wastewater Treatment Plant | Portugal Cove - St. Philip's | Newfoundland and Labrador | Municipal or another local authority | Municipal or another local authority | Continuous | Quarterly | Quarterly | 0 | 348 | 36079 | 92 | 9.2 | 25 | -15.8 | 19.2 | 25 | -5.8 |  |  | Approved
23938 | 2020-Q1 | Town of Portugal Cove - St. Philip's | St. Philip's Wastewater Treatment Plant | Portugal Cove - St. Philip's | Newfoundland and Labrador | Municipal or another local authority | Municipal or another local authority | Continuous | Quarterly | Quarterly | 0 | 373.1 | 36314 | 91 | 11.5 | 25 | -13.5 | 14.4 | 25 | -10.6 |  |  | Approved
23938 | 2020-Q2 | Town of Portugal Cove - St. Philip's | St. Philip's Wastewater Treatment Plant | Portugal Cove - St. Philip's | Newfoundland and Labrador | Municipal or another local authority | Municipal or another local authority | Continuous | Quarterly | Quarterly | 0 | 373.1 | 47292 | 91 | 18 | 25 | -7 | 21.3 | 25 | -3.7 |  |  | Approved
23938 | 2020-Q3 | Town of Portugal Cove - St. Philip's | St. Philip's Wastewater Treatment Plant | Portugal Cove - St. Philip's | Newfoundland and Labrador | Municipal or another local authority | Municipal or another local authority | Continuous | Quarterly | Quarterly | 0 | 373.1 | 35433 | 92 | 12.3 | 25 | -12.7 | 13.3 | 25 | -11.7 |  |  | Approved
23938 | 2020-Q4 | Town of Portugal Cove - St. Philip's | St. Philip's Wastewater Treatment Plant | Portugal Cove - St. Philip's | Newfoundland and Labrador | Municipal or another local authority | Municipal or another local authority | Continuous | Quarterly | Quarterly | 0 | 373.1 | 40768 | 92 | 12.1 | 25 | -12.9 | 10.5 | 25 | -14.5 |  |  | Approved
23938 | 2021-Q1 | Town of Portugal Cove - St. Philip's | St. Philip's Wastewater Treatment Plant | Portugal Cove - St. Philip's | Newfoundland and Labrador | Municipal or another local authority | Municipal or another local authority | Continuous | Quarterly | Quarterly | 0 | 436.6 | 40306 | 90 | 10.1 | 25 | -14.9 | 15.1 | 25 | -9.9 |  |  | Approved
23938 | 2021-Q2 | Town of Portugal Cove - St. Philip's | St. Philip's Wastewater Treatment Plant | Portugal Cove - St. Philip's | Newfoundland and Labrador | Municipal or another local authority | Municipal or another local authority | Continuous | Quarterly | Quarterly | 0 | 436.6 | 41374 | 91 | 21.6 | 25 | -3.4 | 21.6 | 25 | -3.4 |  |  | Approved
23938 | 2021-Q3 | Town of Portugal Cove - St. Philip's | St. Philip's Wastewater Treatment Plant | Portugal Cove - St. Philip's | Newfoundland and Labrador | Municipal or another local authority | Municipal or another local authority | Continuous | Quarterly | Quarterly | 0 | 436.6 | 33609 | 92 | 16.8 | 25 | -8.2 | 14.8 | 25 | -10.2 |  |  | Approved
23938 | 2021-Q4 | Town of Portugal Cove - St. Philip's | St. Philip's Wastewater Treatment Plant | Portugal Cove - St. Philip's | Newfoundland and Labrador | Municipal or another local authority | Municipal or another local authority | Continuous | Quarterly | Quarterly | 0 | 436.6 | 42379 | 92 | 15 | 25 | -10 | 13.1 | 25 | -11.9 |  |  | Approved
23938 | 2022-Q1 | Town of Portugal Cove - St. Philip's | St. Philip's Wastewater Treatment Plant | Portugal Cove - St. Philip's | Newfoundland and Labrador | Municipal or another local authority | Municipal or another local authority | Continuous | Quarterly | Quarterly | 0 | 432 | 47137 | 90 | 25.6 | 25 | 0.6 | 20 | 25 | -5 |  |  | Approved
23938 | 2022-Q2 | Town of Portugal Cove - St. Philip's | St. Philip's Wastewater Treatment Plant | Portugal Cove - St. Philip's | Newfoundland and Labrador | Municipal or another local authority | Municipal or another local authority | Continuous | Quarterly | Quarterly | 0 | 432 | 40644 | 91 | 19 | 25 | -6 | 23 | 25 | -2 |  |  | Approved
23938 | 2022-Q3 | Town of Portugal Cove - St. Philip's | St. Philip's Wastewater Treatment Plant | Portugal Cove - St. Philip's | Newfoundland and Labrador | Municipal or another local authority | Municipal or another local authority | Continuous | Quarterly | Quarterly | 0 | 432 | 40537 | 92 | 14.9 | 25 | -10.1 | 16.8 | 25 | -8.2 |  |  | Approved
23938 | 2022-Q4 | Town of Portugal Cove - St. Philip's | St. Philip's Wastewater Treatment Plant | Portugal Cove - St. Philip's | Newfoundland and Labrador | Municipal or another local authority | Municipal or another local authority | Continuous | Quarterly | Quarterly | 0 | 432 | 45245 | 92 | 22.2 | 25 | -2.8 | 23.6 | 25 | -1.4 |  |  | Approved
23938 | 2023-Q1 | Town of Portugal Cove - St. Philip's | St. Philip's Wastewater Treatment Plant | Portugal Cove - St. Philip's | Newfoundland and Labrador | Municipal or another local authority | Municipal or another local authority | Continuous | Quarterly | Quarterly | 0 | 475.5 | 45951 | 90 | 13.8 | 25 | -11.2 | 15.8 | 25 | -9.2 |  |  | Approved
23938 | 2023-Q2 | Town of Portugal Cove - St. Philip's | St. Philip's Wastewater Treatment Plant | Portugal Cove - St. Philip's | Newfoundland and Labrador | Municipal or another local authority | Municipal or another local authority | Continuous | Quarterly | Quarterly | 0 | 475.5 | 47470 | 91 | 32.7 | 25 | 7.7 | 24.9 | 25 | -0.1 |  |  | Approved
23938 | 2023-Q3 | Town of Portugal Cove - St. Philip's | St. Philip's Wastewater Treatment Plant | Portugal Cove - St. Philip's | Newfoundland and Labrador | Municipal or another local authority | Municipal or another local authority | Continuous | Quarterly | Quarterly | 0 | 475.5 | 36876.5 | 92 | 9.4 | 25 | -15.6 | 11.6 | 25 | -13.4 |  |  | Approved
23938 | 2023-Q4 | Town of Portugal Cove - St. Philip's | St. Philip's Wastewater Treatment Plant | Portugal Cove - St. Philip's | Newfoundland and Labrador | Municipal or another local authority | Municipal or another local authority | Continuous | Quarterly | Quarterly | 0 | 475.5 | 39841.8 | 92 | 12.9 | 25 | -12.1 | 17.1 | 25 | -7.9 |  |  | Approved
23938 | 2024-Q1 | Town of Portugal Cove - St. Philip's | St. Philip's Wastewater Treatment Plant | Portugal Cove - St. Philip's | Newfoundland and Labrador | Municipal or another local authority | Municipal or another local authority | Continuous | Quarterly | Quarterly | 0 | 466.1 | 52829 | 91 | 14.1 | 25 | -10.9 | 16.4 | 25 | -8.6 |  |  | Approved
23938 | 2024-Q2 | Town of Portugal Cove - St. Philip's | St. Philip's Wastewater Treatment Plant | Portugal Cove - St. Philip's | Newfoundland and Labrador | Municipal or another local authority | Municipal or another local authority | Continuous | Quarterly | Quarterly | 0 | 466.1 | 40428 | 91 | 18 | 25 | -7 | 22.1 | 25 | -2.9 |  |  | Approved
23938 | 2024-Q3 | Town of Portugal Cove - St. Philip's | St. Philip's Wastewater Treatment Plant | Portugal Cove - St. Philip's | Newfoundland and Labrador | Municipal or another local authority | Municipal or another local authority | Continuous | Quarterly | Quarterly | 0 | 466.1 | 48252 | 92 | 13.7 | 25 | -11.3 | 14.4 | 25 | -10.6 |  |  | Approved
23938 | 2024-Q4 | Town of Portugal Cove - St. Philip's | St. Philip's Wastewater Treatment Plant | Portugal Cove - St. Philip's | Newfoundland and Labrador | Municipal or another local authority | Municipal or another local authority | Continuous | Quarterly | Quarterly | 0 | 466.1 | 66468 | 92 | 12.9 | 25 | -12.1 | 19 | 25 | -6 |  |  | Approved
23939 | 2013-Q1 | Town of Portugal Cove - St. Philip's | Portugal Cove Wastewater Treatment Plant | Portugal Cove - St. Philip's | Newfoundland and Labrador | Municipal or another local authority | Municipal or another local authority | Continuous | Quarterly | Quarterly | 0 | 750 | 70419.5 | 90 | 0 | 0 | 0 | 0 | 0 | 0 |  |  | Approved
23939 | 2013-Q2 | Town of Portugal Cove - St. Philip's | Portugal Cove Wastewater Treatment Plant | Portugal Cove - St. Philip's | Newfoundland and Labrador | Municipal or another local authority | Municipal or another local authority | Continuous | Quarterly | Quarterly | 0 | 750 | 53599.4 | 91 | 0 | 0 | 0 | 0 | 0 | 0 |  |  | Approved
23939 | 2013-Q3 | Town of Portugal Cove - St. Philip's | Portugal Cove Wastewater Treatment Plant | Portugal Cove - St. Philip's | Newfoundland and Labrador | Municipal or another local authority | Municipal or another local authority | Continuous | Quarterly | Quarterly | 0 | 750 | 41426.6 | 92 | 0 | 0 | 0 | 0 | 0 | 0 |  |  | Approved
23939 | 2013-Q4 | Town of Portugal Cove - St. Philip's | Portugal Cove Wastewater Treatment Plant | Portugal Cove - St. Philip's | Newfoundland and Labrador | Municipal or another local authority | Municipal or another local authority | Continuous | Quarterly | Quarterly | 0 | 750 | 45938 | 92 | 0 | 0 | 0 | 0 | 0 | 0 |  |  | Approved
23939 | 2014-Q1 | Town of Portugal Cove - St. Philip's | Portugal Cove Wastewater Treatment Plant | Portugal Cove - St. Philip's | Newfoundland and Labrador | Municipal or another local authority | Municipal or another local authority | Continuous | Quarterly | Quarterly | 0 | 750 | 64610.7 | 90 | 0 | 0 | 0 | 0 | 0 | 0 |  |  | Approved
23939 | 2014-Q2 | Town of Portugal Cove - St. Philip's | Portugal Cove Wastewater Treatment Plant | Portugal Cove - St. Philip's | Newfoundland and Labrador | Municipal or another local authority | Municipal or another local authority | Continuous | Quarterly | Quarterly | 0 | 750 | 68020 | 91 | 6.9 | 0 | 0 | 8.5 | 0 | 0 |  |  | Approved
23939 | 2014-Q3 | Town of Portugal Cove - St. Philip's | Portugal Cove Wastewater Treatment Plant | Portugal Cove - St. Philip's | Newfoundland and Labrador | Municipal or another local authority | Municipal or another local authority | Continuous | Quarterly | Quarterly | 0 | 750 | 54840.3 | 92 | 8.4 | 0 | 0 | 21.3 | 0 | 0 |  |  | Approved
23939 | 2014-Q4 | Town of Portugal Cove - St. Philip's | Portugal Cove Wastewater Treatment Plant | Portugal Cove - St. Philip's | Newfoundland and Labrador | Municipal or another local authority | Municipal or another local authority | Continuous | Quarterly | Quarterly | 0 | 750 | 50514.8 | 92 | 3.7 | 0 | 0 | 14.5 | 0 | 0 |  |  | Approved
23939 | 2015-Q1 | Town of Portugal Cove - St. Philip's | Portugal Cove Wastewater Treatment Plant | Portugal Cove - St. Philip's | Newfoundland and Labrador | Municipal or another local authority | Municipal or another local authority | Continuous | Quarterly | Quarterly | 0 | 652 | 80635.5 | 90 | 4.4 | 25 | -20.6 | 14.8 | 25 | -10.2 |  |  | Approved
23939 | 2015-Q2 | Town of Portugal Cove - St. Philip's | Portugal Cove Wastewater Treatment Plant | Portugal Cove - St. Philip's | Newfoundland and Labrador | Municipal or another local authority | Municipal or another local authority | Continuous | Quarterly | Quarterly | 0 | 652 | 90014.2 | 91 | 1.1 | 25 | -23.9 | 5.5 | 25 | -19.5 |  |  | Approved
23939 | 2015-Q3 | Town of Portugal Cove - St. Philip's | Portugal Cove Wastewater Treatment Plant | Portugal Cove - St. Philip's | Newfoundland and Labrador | Municipal or another local authority | Municipal or another local authority | Continuous | Quarterly | Quarterly | 0 | 652 | 68126.8 | 92 | 1.7 | 25 | -23.3 | 4.8 | 25 | -20.2 |  |  | Approved
23939 | 2015-Q4 | Town of Portugal Cove - St. Philip's | Portugal Cove Wastewater Treatment Plant | Portugal Cove - St. Philip's | Newfoundland and Labrador | Municipal or another local authority | Municipal or another local authority | Continuous | Quarterly | Quarterly | 0 | 652 | 72940.4 | 92 | 3 | 25 | -22 | 5 | 25 | -20 |  |  | Approved
23939 | 2016-Q1 | Town of Portugal Cove - St. Philip's | Portugal Cove Wastewater Treatment Plant | Portugal Cove - St. Philip's | Newfoundland and Labrador | Municipal or another local authority | Municipal or another local authority | Continuous | Quarterly | Quarterly | 0 | 854 | 82514.3 | 91 | 2.9 | 25 | -22.1 | 3.7 | 25 | -21.3 |  |  | Approved
23939 | 2016-Q2 | Town of Portugal Cove - St. Philip's | Portugal Cove Wastewater Treatment Plant | Portugal Cove - St. Philip's | Newfoundland and Labrador | Municipal or another local authority | Municipal or another local authority | Continuous | Quarterly | Quarterly | 0 | 854 | 72794 | 91 | 7.6 | 25 | -17.4 | 20.1 | 25 | -4.9 |  |  | Approved
23939 | 2016-Q3 | Town of Portugal Cove - St. Philip's | Portugal Cove Wastewater Treatment Plant | Portugal Cove - St. Philip's | Newfoundland and Labrador | Municipal or another local authority | Municipal or another local authority | Continuous | Quarterly | Quarterly | 0 | 854 | 55087 | 92 | 0.7 | 25 | -24.3 | 3.3 | 25 | -21.7 |  |  | Approved
23939 | 2016-Q4 | Town of Portugal Cove - St. Philip's | Portugal Cove Wastewater Treatment Plant | Portugal Cove - St. Philip's | Newfoundland and Labrador | Municipal or another local authority | Municipal or another local authority | Continuous | Quarterly | Quarterly | 0 | 854 | 88643 | 92 | 5.4 | 25 | -19.6 | 11.3 | 25 | -13.7 |  |  | Approved
23939 | 2017-Q1 | Town of Portugal Cove - St. Philip's | Portugal Cove Wastewater Treatment Plant | Portugal Cove - St. Philip's | Newfoundland and Labrador | Municipal or another local authority | Municipal or another local authority | Continuous | Quarterly | Quarterly | 0 | 817 | 83406 | 90 | 1.3 | 25 | -23.7 | 4.1 | 25 | -20.9 |  |  | Approved
23939 | 2017-Q2 | Town of Portugal Cove - St. Philip's | Portugal Cove Wastewater Treatment Plant | Portugal Cove - St. Philip's | Newfoundland and Labrador | Municipal or another local authority | Municipal or another local authority | Continuous | Quarterly | Quarterly | 0 | 817 | 80695 | 91 | 1.1 | 25 | -23.9 | 4.8 | 25 | -20.2 |  |  | Approved
23939 | 2017-Q3 | Town of Portugal Cove - St. Philip's | Portugal Cove Wastewater Treatment Plant | Portugal Cove - St. Philip's | Newfoundland and Labrador | Municipal or another local authority | Municipal or another local authority | Continuous | Quarterly | Quarterly | 0 | 817 | 68849.2 | 92 | 1.1 | 25 | -23.9 | 5.7 | 25 | -19.3 |  |  | Approved
23939 | 2017-Q4 | Town of Portugal Cove - St. Philip's | Portugal Cove Wastewater Treatment Plant | Portugal Cove - St. Philip's | Newfoundland and Labrador | Municipal or another local authority | Municipal or another local authority | Continuous | Quarterly | Quarterly | 0 | 817 | 86309.7 | 92 | 1.6 | 25 | -23.4 | 11.7 | 25 | -13.3 |  |  | Approved
23939 | 2018-Q1 | Town of Portugal Cove - St. Philip's | Portugal Cove Wastewater Treatment Plant | Portugal Cove - St. Philip's | Newfoundland and Labrador | Municipal or another local authority | Municipal or another local authority | Continuous | Quarterly | Quarterly | 0 | 874.7 | 84629 | 90 | 2.5 | 25 | -22.5 | 8.6 | 25 | -16.4 |  |  | Approved
23939 | 2018-Q2 | Town of Portugal Cove - St. Philip's | Portugal Cove Wastewater Treatment Plant | Portugal Cove - St. Philip's | Newfoundland and Labrador | Municipal or another local authority | Municipal or another local authority | Continuous | Quarterly | Quarterly | 0 | 874.7 | 88413 | 91 | 1.2 | 25 | -23.8 | 4.1 | 25 | -20.9 |  |  | Approved
23939 | 2018-Q3 | Town of Portugal Cove - St. Philip's | Portugal Cove Wastewater Treatment Plant | Portugal Cove - St. Philip's | Newfoundland and Labrador | Municipal or another local authority | Municipal or another local authority | Continuous | Quarterly | Quarterly | 0 | 874.7 | 62695 | 92 | 2.6 | 25 | -22.4 | 14 | 25 | -11 |  |  | Approved
23939 | 2018-Q4 | Town of Portugal Cove - St. Philip's | Portugal Cove Wastewater Treatment Plant | Portugal Cove - St. Philip's | Newfoundland and Labrador | Municipal or another local authority | Municipal or another local authority | Continuous | Quarterly | Quarterly | 0 | 874.7 | 85234 | 92 | 5.1 | 25 | -19.9 | 7.5 | 25 | -17.5 |  |  | Approved
23939 | 2019-Q1 | Town of Portugal Cove - St. Philip's | Portugal Cove Wastewater Treatment Plant | Portugal Cove - St. Philip's | Newfoundland and Labrador | Municipal or another local authority | Municipal or another local authority | Continuous | Quarterly | Quarterly | 0 | 879.4 | 85279 | 90 | 11.7 | 25 | -13.3 | 13.3 | 25 | -11.7 |  |  | Approved
23939 | 2019-Q2 | Town of Portugal Cove - St. Philip's | Portugal Cove Wastewater Treatment Plant | Portugal Cove - St. Philip's | Newfoundland and Labrador | Municipal or another local authority | Municipal or another local authority | Continuous | Quarterly | Quarterly | 0 | 879.4 | 89531 | 91 | 2.5 | 25 | -22.5 | 5.9 | 25 | -19.1 |  |  | Approved
23939 | 2019-Q3 | Town of Portugal Cove - St. Philip's | Portugal Cove Wastewater Treatment Plant | Portugal Cove - St. Philip's | Newfoundland and Labrador | Municipal or another local authority | Municipal or another local authority | Continuous | Quarterly | Quarterly | 0 | 879.4 | 92285 | 92 | 3.6 | 25 | -21.4 | 9.2 | 25 | -15.8 |  |  | Approved
23939 | 2019-Q4 | Town of Portugal Cove - St. Philip's | Portugal Cove Wastewater Treatment Plant | Portugal Cove - St. Philip's | Newfoundland and Labrador | Municipal or another local authority | Municipal or another local authority | Continuous | Quarterly | Quarterly | 0 | 879.4 | 113133 | 92 | 7.3 | 25 | -17.7 | 10.8 | 25 | -14.2 |  |  | Approved
23939 | 2020-Q1 | Town of Portugal Cove - St. Philip's | Portugal Cove Wastewater Treatment Plant | Portugal Cove - St. Philip's | Newfoundland and Labrador | Municipal or another local authority | Municipal or another local authority | Continuous | Quarterly | Quarterly | 0 | 1041.7 | 91984 | 91 | 7 | 25 | -18 | 9 | 25 | -16 |  |  | Approved
23939 | 2020-Q2 | Town of Portugal Cove - St. Philip's | Portugal Cove Wastewater Treatment Plant | Portugal Cove - St. Philip's | Newfoundland and Labrador | Municipal or another local authority | Municipal or another local authority | Continuous | Quarterly | Quarterly | 0 | 1041.7 | 126510 | 91 | 7.5 | 25 | -17.5 | 10.3 | 25 | -14.7 |  |  | Approved
23939 | 2020-Q3 | Town of Portugal Cove - St. Philip's | Portugal Cove Wastewater Treatment Plant | Portugal Cove - St. Philip's | Newfoundland and Labrador | Municipal or another local authority | Municipal or another local authority | Continuous | Quarterly | Quarterly | 0 | 1041.7 | 73658 | 92 | 1.3 | 25 | -23.7 | 11.3 | 25 | -13.7 |  |  | Approved
23939 | 2020-Q4 | Town of Portugal Cove - St. Philip's | Portugal Cove Wastewater Treatment Plant | Portugal Cove - St. Philip's | Newfoundland and Labrador | Municipal or another local authority | Municipal or another local authority | Continuous | Quarterly | Quarterly | 0 | 1041.7 | 88585 | 92 | 5.6 | 25 | -19.4 | 11.7 | 25 | -13.3 |  |  | Approved
23939 | 2021-Q1 | Town of Portugal Cove - St. Philip's | Portugal Cove Wastewater Treatment Plant | Portugal Cove - St. Philip's | Newfoundland and Labrador | Municipal or another local authority | Municipal or another local authority | Continuous | Quarterly | Quarterly | 0 | 1040.3 | 100678 | 90 | 10.4 | 25 | -14.6 | 13 | 25 | -12 |  |  | Approved
23939 | 2021-Q2 | Town of Portugal Cove - St. Philip's | Portugal Cove Wastewater Treatment Plant | Portugal Cove - St. Philip's | Newfoundland and Labrador | Municipal or another local authority | Municipal or another local authority | Continuous | Quarterly | Quarterly | 0 | 1040.3 | 97959 | 91 | 6.3 | 25 | -18.7 | 16.7 | 25 | -8.3 |  |  | Approved
23939 | 2021-Q3 | Town of Portugal Cove - St. Philip's | Portugal Cove Wastewater Treatment Plant | Portugal Cove - St. Philip's | Newfoundland and Labrador | Municipal or another local authority | Municipal or another local authority | Continuous | Quarterly | Quarterly | 0 | 1040.3 | 70303 | 92 | 3.7 | 25 | -21.3 | 16.7 | 25 | -8.3 |  |  | Approved
23939 | 2021-Q4 | Town of Portugal Cove - St. Philip's | Portugal Cove Wastewater Treatment Plant | Portugal Cove - St. Philip's | Newfoundland and Labrador | Municipal or another local authority | Municipal or another local authority | Continuous | Quarterly | Quarterly | 0 | 1040.3 | 91096 | 92 | 4.4 | 25 | -20.6 | 12.4 | 25 | -12.6 |  |  | Approved
23939 | 2022-Q1 | Town of Portugal Cove - St. Philip's | Portugal Cove Wastewater Treatment Plant | Portugal Cove - St. Philip's | Newfoundland and Labrador | Municipal or another local authority | Municipal or another local authority | Continuous | Quarterly | Quarterly | 0 | 986.4 | 99339 | 90 | 5 | 25 | -20 | 10.9 | 25 | -14.1 |  |  | Approved
23939 | 2022-Q2 | Town of Portugal Cove - St. Philip's | Portugal Cove Wastewater Treatment Plant | Portugal Cove - St. Philip's | Newfoundland and Labrador | Municipal or another local authority | Municipal or another local authority | Continuous | Quarterly | Quarterly | 0 | 986.4 | 79132.3 | 91 | 7.4 | 25 | -17.6 | 12 | 25 | -13 |  |  | Approved
23939 | 2022-Q3 | Town of Portugal Cove - St. Philip's | Portugal Cove Wastewater Treatment Plant | Portugal Cove - St. Philip's | Newfoundland and Labrador | Municipal or another local authority | Municipal or another local authority | Continuous | Quarterly | Quarterly | 0 | 986.4 | 80747 | 92 | 6.5 | 25 | -18.5 | 7 | 25 | -18 |  |  | Approved
23939 | 2022-Q4 | Town of Portugal Cove - St. Philip's | Portugal Cove Wastewater Treatment Plant | Portugal Cove - St. Philip's | Newfoundland and Labrador | Municipal or another local authority | Municipal or another local authority | Continuous | Quarterly | Quarterly | 0 | 986.4 | 111058 | 92 | 6 | 25 | -19 | 10 | 25 | -15 |  |  | Approved
23939 | 2023-Q1 | Town of Portugal Cove - St. Philip's | Portugal Cove Wastewater Treatment Plant | Portugal Cove - St. Philip's | Newfoundland and Labrador | Municipal or another local authority | Municipal or another local authority | Continuous | Quarterly | Quarterly | 0 | 1014.5 | 120676 | 90 | 4.6 | 25 | -20.4 | 5.2 | 25 | -19.8 |  |  | Approved
23939 | 2023-Q2 | Town of Portugal Cove - St. Philip's | Portugal Cove Wastewater Treatment Plant | Portugal Cove - St. Philip's | Newfoundland and Labrador | Municipal or another local authority | Municipal or another local authority | Continuous | Quarterly | Quarterly | 0 | 1014.5 | 102195 | 91 | 6.6 | 25 | -18.4 | 9.8 | 25 | -15.2 |  |  | Approved
23939 | 2023-Q3 | Town of Portugal Cove - St. Philip's | Portugal Cove Wastewater Treatment Plant | Portugal Cove - St. Philip's | Newfoundland and Labrador | Municipal or another local authority | Municipal or another local authority | Continuous | Quarterly | Quarterly | 0 | 1014.5 | 73208 | 92 | 1 | 25 | -24 | 4 | 25 | -21 |  |  | Approved
23939 | 2023-Q4 | Town of Portugal Cove - St. Philip's | Portugal Cove Wastewater Treatment Plant | Portugal Cove - St. Philip's | Newfoundland and Labrador | Municipal or another local authority | Municipal or another local authority | Continuous | Quarterly | Quarterly | 0 | 1014.5 | 84927 | 92 | 5.7 | 25 | -19.3 | 10.5 | 25 | -14.5 |  |  | Approved
23939 | 2024-Q1 | Town of Portugal Cove - St. Philip's | Portugal Cove Wastewater Treatment Plant | Portugal Cove - St. Philip's | Newfoundland and Labrador | Municipal or another local authority | Municipal or another local authority | Continuous | Quarterly | Quarterly | 0 | 1043.9 | 96162 | 91 | 7.8 | 25 | -17.2 | 10.3 | 25 | -14.7 |  |  | Approved
23939 | 2024-Q2 | Town of Portugal Cove - St. Philip's | Portugal Cove Wastewater Treatment Plant | Portugal Cove - St. Philip's | Newfoundland and Labrador | Municipal or another local authority | Municipal or another local authority | Continuous | Quarterly | Quarterly | 0 | 1043.9 | 93647 | 91 | 5.3 | 25 | -19.7 | 9.8 | 25 | -15.2 |  |  | Approved
23939 | 2024-Q3 | Town of Portugal Cove - St. Philip's | Portugal Cove Wastewater Treatment Plant | Portugal Cove - St. Philip's | Newfoundland and Labrador | Municipal or another local authority | Municipal or another local authority | Continuous | Quarterly | Quarterly | 0 | 1043.9 | 87936 | 92 | 4.6 | 25 | -20.4 | 6.6 | 25 | -18.4 |  |  | Approved
23939 | 2024-Q4 | Town of Portugal Cove - St. Philip's | Portugal Cove Wastewater Treatment Plant | Portugal Cove - St. Philip's | Newfoundland and Labrador | Municipal or another local authority | Municipal or another local authority | Continuous | Quarterly | Quarterly | 0 | 1043.9 | 122274 | 92 | 5.1 | 25 | -19.9 | 10.7 | 25 | -14.3 |  |  | Approved
24099 | 2013-Q3 | Town of Labrador City | Drake | Labrador City | Newfoundland and Labrador | Municipal or another local authority | Municipal or another local authority | Continuous | Quarterly | Quarterly | 0 | 6900 | 634800 | 92 | 0 | 0 | 0 | 21 | 0 | 0 |  |  | Approved
24099 | 2013-Q4 | Town of Labrador City | Drake | Labrador City | Newfoundland and Labrador | Municipal or another local authority | Municipal or another local authority | Continuous | Quarterly | Quarterly | 0 | 6900 | 634800 | 92 | 14 | 0 | 0 | 41 | 0 | 0 |  |  | Approved
24099 | 2014-Q1 | Town of Labrador City | Drake | Labrador City | Newfoundland and Labrador | Municipal or another local authority | Municipal or another local authority | Continuous | Quarterly | Quarterly | 0 | 6900 | 621000 | 90 | 14 | 0 | 0 | 41 | 0 | 0 |  |  | Approved
24099 | 2014-Q2 | Town of Labrador City | Drake | Labrador City | Newfoundland and Labrador | Municipal or another local authority | Municipal or another local authority | Continuous | Quarterly | Quarterly | 0 | 6900 | 627900 | 91 | 19.7 | 0 | 0 | 33.3 | 0 | 0 |  |  | Approved
24099 | 2014-Q3 | Town of Labrador City | Drake | Labrador City | Newfoundland and Labrador | Municipal or another local authority | Municipal or another local authority | Continuous | Quarterly | Quarterly | 0 | 6900 | 634800 | 92 | 28 | 0 | 0 | 19.3 | 0 | 0 |  |  | Approved
24099 | 2014-Q4 | Town of Labrador City | Drake | Labrador City | Newfoundland and Labrador | Municipal or another local authority | Municipal or another local authority | Continuous | Quarterly | Quarterly | 0 | 6900 | 634800 | 92 | 26 | 0 | 0 | 33 | 0 | 0 |  |  | Approved
24099 | 2015-Q4 | Town of Labrador City | Drake | Labrador City | Newfoundland and Labrador | Municipal or another local authority | Municipal or another local authority | Continuous | Quarterly | Quarterly | 0 | 6900 | 634800 | 92 | 38 | 25 | 13 | 30 | 25 | 5 |  |  | Approved
24099 | 2016-Q1 | Town of Labrador City | Drake | Labrador City | Newfoundland and Labrador | Municipal or another local authority | Municipal or another local authority | Continuous | Quarterly | Quarterly | 0 | 6900 | 627900 | 91 | 19 | 25 | -6 | 16 | 25 | -9 |  |  | Approved
24099 | 2016-Q2 | Town of Labrador City | Drake | Labrador City | Newfoundland and Labrador | Municipal or another local authority | Municipal or another local authority | Continuous | Quarterly | Quarterly | 0 | 6900 | 627900 | 91 | 25 | 25 | 0 | 22 | 25 | -3 |  |  | Approved
24099 | 2016-Q3 | Town of Labrador City | Drake | Labrador City | Newfoundland and Labrador | Municipal or another local authority | Municipal or another local authority | Continuous | Quarterly | Quarterly | 0 | 6900 | 634800 | 92 | 30 | 25 | 5 | 14 | 25 | -11 |  |  | Approved
24099 | 2016-Q4 | Town of Labrador City | Drake | Labrador City | Newfoundland and Labrador | Municipal or another local authority | Municipal or another local authority | Continuous | Quarterly | Quarterly | 0 | 6900 | 634800 | 92 | 25 | 25 | 0 | 14 | 25 | -11 |  |  | Approved
24099 | 2017-Q1 | Town of Labrador City | Drake | Labrador City | Newfoundland and Labrador | Municipal or another local authority | Municipal or another local authority | Continuous | Quarterly | Quarterly | 0 | 6900 | 621000 | 90 | 17 | 25 | -8 | 12 | 25 | -13 |  |  | Approved
24099 | 2017-Q2 | Town of Labrador City | Drake | Labrador City | Newfoundland and Labrador | Municipal or another local authority | Municipal or another local authority | Continuous | Quarterly | Quarterly | 0 | 6900 | 627900 | 91 | 19 | 25 | -6 | 18 | 25 | -7 |  |  | Approved
24099 | 2017-Q3 | Town of Labrador City | Drake | Labrador City | Newfoundland and Labrador | Municipal or another local authority | Municipal or another local authority | Continuous | Quarterly | Quarterly | 0 | 6900 | 634800 | 92 | 20 | 25 | -5 | 24 | 25 | -1 |  |  | Approved
24099 | 2017-Q4 | Town of Labrador City | Drake | Labrador City | Newfoundland and Labrador | Municipal or another local authority | Municipal or another local authority | Continuous | Quarterly | Quarterly | 0 | 6900 | 634800 | 92 | 18 | 25 | -7 | 19 | 25 | -6 |  |  | Approved
24099 | 2018-Q1 | Town of Labrador City | Drake | Labrador City | Newfoundland and Labrador | Municipal or another local authority | Municipal or another local authority | Continuous | Quarterly | Quarterly | 0 | 6900 | 621000 | 90 | 18 | 25 | -7 | 0 | 25 | -25 |  |  | Approved
24099 | 2018-Q2 | Town of Labrador City | Drake | Labrador City | Newfoundland and Labrador | Municipal or another local authority | Municipal or another local authority | Continuous | Quarterly | Quarterly | 0 | 6900 | 627900 | 91 | 9.1 | 25 | -15.9 | 13 | 25 | -12 |  |  | Approved
24099 | 2018-Q3 | Town of Labrador City | Drake | Labrador City | Newfoundland and Labrador | Municipal or another local authority | Municipal or another local authority | Continuous | Quarterly | Quarterly | 0 | 6900 | 627900 | 91 | 25 | 25 | 0 | 31 | 25 | 6 |  |  | Approved
24099 | 2018-Q4 | Town of Labrador City | Drake | Labrador City | Newfoundland and Labrador | Municipal or another local authority | Municipal or another local authority | Continuous | Quarterly | Quarterly | 0 | 6900 | 627900 | 91 | 25 | 25 | 0 | 31 | 25 | 6 |  |  | Approved
24099 | 2019-Q1 | Town of Labrador City | Drake | Labrador City | Newfoundland and Labrador | Municipal or another local authority | Municipal or another local authority | Continuous | Quarterly | Quarterly | 0 | 6862.2 | 617598 | 90 | 23 | 25 | -2 | 25 | 25 | 0 |  |  | Approved
24099 | 2019-Q2 | Town of Labrador City | Drake | Labrador City | Newfoundland and Labrador | Municipal or another local authority | Municipal or another local authority | Continuous | Quarterly | Quarterly | 0 | 6862.2 | 624460.2 | 91 | 17 | 25 | -8 | 28 | 25 | 3 |  |  | Approved
24099 | 2019-Q3 | Town of Labrador City | Drake | Labrador City | Newfoundland and Labrador | Municipal or another local authority | Municipal or another local authority | Continuous | Quarterly | Quarterly | 0 | 6862.2 | 631322 | 92 | 43 | 25 | 18 | 29 | 25 | 4 |  |  | Approved
24099 | 2019-Q4 | Town of Labrador City | Drake | Labrador City | Newfoundland and Labrador | Municipal or another local authority | Municipal or another local authority | Continuous | Quarterly | Quarterly | 0 | 6862.2 | 631322.4 | 92 | 31 | 25 | 6 | 33 | 25 | 8 |  |  | Approved
24099 | 2020-Q1 | Town of Labrador City | Drake | Labrador City | Newfoundland and Labrador | Municipal or another local authority | Municipal or another local authority | Continuous | Quarterly | Quarterly | 0 | 6862.2 | 624460.2 | 91 | 33 | 25 | 8 | 27 | 25 | 2 |  |  | Approved
24099 | 2020-Q2 | Town of Labrador City | Drake | Labrador City | Newfoundland and Labrador | Municipal or another local authority | Municipal or another local authority | Continuous | Quarterly | Quarterly | 0 | 6862.2 | 617598 | 90 | 26.4 | 25 | 1.4 | 17 | 25 | -8 |  |  | Approved
24099 | 2020-Q3 | Town of Labrador City | Drake | Labrador City | Newfoundland and Labrador | Municipal or another local authority | Municipal or another local authority | Continuous | Quarterly | Quarterly | 0 | 6862.2 | 631322.4 | 92 | 19.1 | 25 | -5.9 | 10 | 25 | -15 |  |  | Approved
24099 | 2020-Q4 | Town of Labrador City | Drake | Labrador City | Newfoundland and Labrador | Municipal or another local authority | Municipal or another local authority | Continuous | Quarterly | Quarterly | 0 | 6862.2 | 631322.4 | 92 | 43.5 | 25 | 18.5 | 23 | 25 | -2 |  |  | Approved
24099 | 2021-Q1 | Town of Labrador City | Drake | Labrador City | Newfoundland and Labrador | Municipal or another local authority | Municipal or another local authority | Continuous | Quarterly | Quarterly | 0 | 6843.5 | 615915 | 90 | 21.8 | 25 | -3.2 | 16 | 25 | -9 |  |  | Approved
24099 | 2021-Q2 | Town of Labrador City | Drake | Labrador City | Newfoundland and Labrador | Municipal or another local authority | Municipal or another local authority | Continuous | Quarterly | Quarterly | 0 | 6843.5 | 622758.5 | 91 | 24.8 | 25 | -0.2 | 22 | 25 | -3 |  |  | Approved
24099 | 2021-Q3 | Town of Labrador City | Drake | Labrador City | Newfoundland and Labrador | Municipal or another local authority | Municipal or another local authority | Continuous | Quarterly | Quarterly | 0 | 6843.5 | 629602 | 92 | 36.4 | 25 | 11.4 | 3 | 25 | -22 |  |  | Approved
24099 | 2021-Q4 | Town of Labrador City | Drake | Labrador City | Newfoundland and Labrador | Municipal or another local authority | Municipal or another local authority | Continuous | Quarterly | Quarterly | 0 | 6843.5 | 629602 | 92 | 38.6 | 25 | 13.6 | 13 | 25 | -12 |  |  | Approved
24099 | 2022-Q1 | Town of Labrador City | Drake | Labrador City | Newfoundland and Labrador | Municipal or another local authority | Municipal or another local authority | Continuous | Quarterly | Quarterly | 0 | 6843.5 | 615915 | 90 | 31.6 | 25 | 6.6 | 24 | 25 | -1 |  |  | Approved
24099 | 2022-Q2 | Town of Labrador City | Drake | Labrador City | Newfoundland and Labrador | Municipal or another local authority | Municipal or another local authority | Continuous | Quarterly | Quarterly | 0 | 6843.5 | 622758.5 | 91 | 29.8 | 25 | 4.8 | 103 | 25 | 78 |  |  | Approved
24099 | 2022-Q3 | Town of Labrador City | Drake | Labrador City | Newfoundland and Labrador | Municipal or another local authority | Municipal or another local authority | Continuous | Quarterly | Quarterly | 0 | 6843.5 | 629602 | 92 | 20.1 | 25 | -4.9 | 15 | 25 | -10 |  |  | Approved
24099 | 2022-Q4 | Town of Labrador City | Drake | Labrador City | Newfoundland and Labrador | Municipal or another local authority | Municipal or another local authority | Continuous | Quarterly | Quarterly | 0 | 6843.5 | 629602 | 92 | 48.6 | 25 | 23.6 | 72 | 25 | 47 |  |  | Approved
24099 | 2023-Q1 | Town of Labrador City | Drake | Labrador City | Newfoundland and Labrador | Municipal or another local authority | Municipal or another local authority | Continuous | Quarterly | Quarterly | 0 | 6843.5 | 615915 | 90 | 69.1 | 25 | 44.1 | 56 | 25 | 31 |  |  | Approved
24099 | 2024-Q1 | Town of Labrador City | Drake | Labrador City | Newfoundland and Labrador | Municipal or another local authority | Municipal or another local authority | Continuous | Quarterly | Quarterly | 0 | 6843.5 | 393675.5 | 91 | 58.2 | 25 | 33.2 | 28.2 | 25 | 3.2 |  |  | Approved
24099 | 2024-Q2 | Town of Labrador City | Drake | Labrador City | Newfoundland and Labrador | Municipal or another local authority | Municipal or another local authority | Continuous | Quarterly | Quarterly | 0 | 6843.5 | 420633 | 91 | 48 | 25 | 23 | 16 | 25 | -9 |  |  | Approved
24099 | 2024-Q3 | Town of Labrador City | Drake | Labrador City | Newfoundland and Labrador | Municipal or another local authority | Municipal or another local authority | Continuous | Quarterly | Quarterly | 0 | 6843.5 | 362795 | 92 | 36 | 25 | 11 | 21 | 25 | -4 |  |  | Approved
24099 | 2024-Q4 | Town of Labrador City | Drake | Labrador City | Newfoundland and Labrador | Municipal or another local authority | Municipal or another local authority | Continuous | Quarterly | Quarterly | 0 | 6843.5 | 385665 | 92 | 40.5 | 25 | 15.5 | 25.7 | 25 | 0.7 |  |  | Approved
24100 | 2013-Q3 | Town of Labrador City | Harrie Lake | Labrador City | Newfoundland and Labrador | Municipal or another local authority | Municipal or another local authority | Continuous | Quarterly | Quarterly | 0 | 1191 | 109572 | 92 | 54 | 0 | 0 | 28 | 0 | 0 |  |  | Approved
24100 | 2013-Q4 | Town of Labrador City | Harrie Lake | Labrador City | Newfoundland and Labrador | Municipal or another local authority | Municipal or another local authority | Continuous | Quarterly | Quarterly | 0 | 1191 | 109572 | 92 | 7.8 | 0 | 0 | 15 | 0 | 0 |  |  | Approved
24100 | 2014-Q1 | Town of Labrador City | Harrie Lake | Labrador City | Newfoundland and Labrador | Municipal or another local authority | Municipal or another local authority | Continuous | Quarterly | Quarterly | 0 | 1191 | 107190 | 90 | 7.8 | 0 | 0 | 15 | 0 | 0 |  |  | Approved
24100 | 2014-Q2 | Town of Labrador City | Harrie Lake | Labrador City | Newfoundland and Labrador | Municipal or another local authority | Municipal or another local authority | Continuous | Quarterly | Quarterly | 0 | 1191 | 108381 | 91 | 7.8 | 0 | 0 | 15 | 0 | 0 |  |  | Approved
24100 | 2014-Q3 | Town of Labrador City | Harrie Lake | Labrador City | Newfoundland and Labrador | Municipal or another local authority | Municipal or another local authority | Continuous | Quarterly | Quarterly | 0 | 1191 | 109572 | 92 | 9.2 | 0 | 0 | 15 | 0 | 0 |  |  | Approved
24100 | 2014-Q4 | Town of Labrador City | Harrie Lake | Labrador City | Newfoundland and Labrador | Municipal or another local authority | Municipal or another local authority | Continuous | Quarterly | Quarterly | 0 | 1191 | 109572 | 92 | 10 | 0 | 0 | 27 | 0 | 0 |  |  | Approved
24100 | 2015-Q4 | Town of Labrador City | Harrie Lake | Labrador City | Newfoundland and Labrador | Municipal or another local authority | Municipal or another local authority | Continuous | Quarterly | Quarterly | 0 | 1191 | 109572 | 92 | 14 | 25 | -11 | 21 | 25 | -4 |  |  | Approved
24100 | 2016-Q1 | Town of Labrador City | Harrie Lake | Labrador City | Newfoundland and Labrador | Municipal or another local authority | Municipal or another local authority | Continuous | Quarterly | Quarterly | 0 | 1191 | 108381 | 91 | 9.2 | 25 | -15.8 | 15 | 25 | -10 |  |  | Approved
24100 | 2017-Q3 | Town of Labrador City | Harrie Lake | Labrador City | Newfoundland and Labrador | Municipal or another local authority | Municipal or another local authority | Continuous | Quarterly | Quarterly | 0 | 1191 | 109572 | 92 | 20 | 25 | -5 | 30 | 25 | 5 |  |  | Approved
24100 | 2017-Q4 | Town of Labrador City | Harrie Lake | Labrador City | Newfoundland and Labrador | Municipal or another local authority | Municipal or another local authority | Continuous | Quarterly | Quarterly | 0 | 1191 | 109572 | 92 | 5.4 | 25 | -19.6 | 13 | 25 | -12 |  |  | Approved
24100 | 2018-Q1 | Town of Labrador City | Harrie Lake | Labrador City | Newfoundland and Labrador | Municipal or another local authority | Municipal or another local authority | Continuous | Quarterly | Quarterly | 0 | 1191 | 107190 | 90 | 16 | 25 | -9 | 45 | 25 | 20 |  |  | Approved
24100 | 2018-Q2 | Town of Labrador City | Harrie Lake | Labrador City | Newfoundland and Labrador | Municipal or another local authority | Municipal or another local authority | Continuous | Quarterly | Quarterly | 0 | 1191 | 108381 | 91 | 4.9 | 25 | -20.1 | 18 | 25 | -7 |  |  | Approved
24100 | 2018-Q3 | Town of Labrador City | Harrie Lake | Labrador City | Newfoundland and Labrador | Municipal or another local authority | Municipal or another local authority | Continuous | Quarterly | Quarterly | 0 | 1191 | 109572 | 92 | 18 | 25 | -7 | 52 | 25 | 27 |  |  | Approved
24100 | 2018-Q4 | Town of Labrador City | Harrie Lake | Labrador City | Newfoundland and Labrador | Municipal or another local authority | Municipal or another local authority | Continuous | Quarterly | Quarterly | 0 | 1191 | 109572 | 92 | 13 | 25 | -12 | 60 | 25 | 35 |  |  | Approved
24100 | 2019-Q1 | Town of Labrador City | Harrie Lake | Labrador City | Newfoundland and Labrador | Municipal or another local authority | Municipal or another local authority | Continuous | Quarterly | Quarterly | 0 | 1191 | 107190 | 90 | 0 | 25 | -25 | 27 | 25 | 2 |  |  | Approved
24100 | 2019-Q2 | Town of Labrador City | Harrie Lake | Labrador City | Newfoundland and Labrador | Municipal or another local authority | Municipal or another local authority | Continuous | Quarterly | Quarterly | 0 | 1191 | 108381 | 91 | 6.9 | 25 | -18.1 | 41 | 25 | 16 |  |  | Approved
24100 | 2019-Q3 | Town of Labrador City | Harrie Lake | Labrador City | Newfoundland and Labrador | Municipal or another local authority | Municipal or another local authority | Continuous | Quarterly | Quarterly | 0 | 1191 | 109572 | 92 | 22 | 25 | -3 | 64 | 25 | 39 |  |  | Approved
24100 | 2019-Q4 | Town of Labrador City | Harrie Lake | Labrador City | Newfoundland and Labrador | Municipal or another local authority | Municipal or another local authority | Continuous | Quarterly | Quarterly | 0 | 1191 | 109572 | 92 | 28 | 25 | 3 | 49 | 25 | 24 |  |  | Approved
24100 | 2020-Q1 | Town of Labrador City | Harrie Lake | Labrador City | Newfoundland and Labrador | Municipal or another local authority | Municipal or another local authority | Continuous | Quarterly | Quarterly | 0 | 1191 | 108381 | 91 | 11 | 25 | -14 | 34 | 25 | 9 |  |  | Approved
24100 | 2020-Q2 | Town of Labrador City | Harrie Lake | Labrador City | Newfoundland and Labrador | Municipal or another local authority | Municipal or another local authority | Continuous | Quarterly | Quarterly | 0 | 1191 | 107190 | 90 | 6.2 | 25 | -18.8 | 10 | 25 | -15 |  |  | Approved
24100 | 2020-Q3 | Town of Labrador City | Harrie Lake | Labrador City | Newfoundland and Labrador | Municipal or another local authority | Municipal or another local authority | Continuous | Quarterly | Quarterly | 0 | 1191 | 109572 | 92 | 17.8 | 25 | -7.2 | 22 | 25 | -3 |  |  | Approved
24100 | 2020-Q4 | Town of Labrador City | Harrie Lake | Labrador City | Newfoundland and Labrador | Municipal or another local authority | Municipal or another local authority | Continuous | Quarterly | Quarterly | 0 | 1191 | 109572 | 92 | 38.8 | 25 | 13.8 | 34 | 25 | 9 |  |  | Approved
24100 | 2021-Q1 | Town of Labrador City | Harrie Lake | Labrador City | Newfoundland and Labrador | Municipal or another local authority | Municipal or another local authority | Continuous | Quarterly | Quarterly | 0 | 1187.7 | 106893 | 90 | 23.8 | 25 | -1.2 | 36 | 25 | 11 |  |  | Approved
24100 | 2021-Q2 | Town of Labrador City | Harrie Lake | Labrador City | Newfoundland and Labrador | Municipal or another local authority | Municipal or another local authority | Continuous | Quarterly | Quarterly | 0 | 1187.7 | 108080.7 | 91 | 25.3 | 25 | 0.3 | 37 | 25 | 12 |  |  | Approved
24100 | 2021-Q3 | Town of Labrador City | Harrie Lake | Labrador City | Newfoundland and Labrador | Municipal or another local authority | Municipal or another local authority | Continuous | Quarterly | Quarterly | 0 | 1187.7 | 109268.4 | 92 | 29.5 | 25 | 4.5 | 5 | 25 | -20 |  |  | Approved
24100 | 2021-Q4 | Town of Labrador City | Harrie Lake | Labrador City | Newfoundland and Labrador | Municipal or another local authority | Municipal or another local authority | Continuous | Quarterly | Quarterly | 0 | 1187.7 | 109268.4 | 92 | 18 | 25 | -7 | 13 | 25 | -12 |  |  | Approved
24100 | 2022-Q1 | Town of Labrador City | Harrie Lake | Labrador City | Newfoundland and Labrador | Municipal or another local authority | Municipal or another local authority | Continuous | Quarterly | Quarterly | 0 | 1187.7 | 106893 | 90 | 10.8 | 25 | -14.2 | 21 | 25 | -4 |  |  | Approved
24100 | 2022-Q2 | Town of Labrador City | Harrie Lake | Labrador City | Newfoundland and Labrador | Municipal or another local authority | Municipal or another local authority | Continuous | Quarterly | Quarterly | 0 | 1187.7 | 108080.7 | 91 | 12.2 | 25 | -12.8 | 33 | 25 | 8 |  |  | Approved
24100 | 2022-Q3 | Town of Labrador City | Harrie Lake | Labrador City | Newfoundland and Labrador | Municipal or another local authority | Municipal or another local authority | Continuous | Quarterly | Quarterly | 0 | 1187.7 | 109268.4 | 92 | 11.7 | 25 | -13.3 | 54 | 25 | 29 |  |  | Approved
24100 | 2022-Q4 | Town of Labrador City | Harrie Lake | Labrador City | Newfoundland and Labrador | Municipal or another local authority | Municipal or another local authority | Continuous | Quarterly | Quarterly | 0 | 1187.7 | 109268.4 | 92 | 15.6 | 25 | -9.4 | 58 | 25 | 33 |  |  | Approved
24100 | 2023-Q1 | Town of Labrador City | Harrie Lake | Labrador City | Newfoundland and Labrador | Municipal or another local authority | Municipal or another local authority | Continuous | Quarterly | Quarterly | 0 | 1187.7 | 10689 | 90 | 12.8 | 25 | -12.2 | 24 | 25 | -1 |  |  | Approved
24100 | 2024-Q1 | Town of Labrador City | Harrie Lake | Labrador City | Newfoundland and Labrador | Municipal or another local authority | Municipal or another local authority | Continuous | Quarterly | Quarterly | 0 | 1187.7 | 142232 | 91 | 19.6 | 25 | -5.4 | 27 | 25 | 2 |  |  | Approved
24100 | 2024-Q2 | Town of Labrador City | Harrie Lake | Labrador City | Newfoundland and Labrador | Municipal or another local authority | Municipal or another local authority | Continuous | Quarterly | Quarterly | 0 | 1187.7 | 175536 | 91 | 12 | 25 | -13 | 8 | 25 | -17 |  |  | Approved
24100 | 2024-Q3 | Town of Labrador City | Harrie Lake | Labrador City | Newfoundland and Labrador | Municipal or another local authority | Municipal or another local authority | Continuous | Quarterly | Quarterly | 0 | 1187.7 | 125616 | 92 | 15 | 25 | -10 | 18 | 25 | -7 |  |  | Approved
24100 | 2024-Q4 | Town of Labrador City | Harrie Lake | Labrador City | Newfoundland and Labrador | Municipal or another local authority | Municipal or another local authority | Continuous | Quarterly | Quarterly | 0 | 1187.7 | 147386 | 92 | 15.7 | 25 | -9.3 | 25.7 | 25 | 0.7 |  |  | Approved
25154 | 2014-Q1 | Town of Brigus | Brigus Outfall | Brigus | Newfoundland and Labrador | Municipal or another local authority | Municipal or another local authority | Continuous | Quarterly | Quarterly | 0 | 279 | 0 | 0 | 0 | 0 | 0 | 0 | 0 | 0 |  |  | Approved
25154 | 2014-Q2 | Town of Brigus | Brigus Outfall | Brigus | Newfoundland and Labrador | Municipal or another local authority | Municipal or another local authority | Continuous | Quarterly | Quarterly | 0 | 279 | 0 | 0 | 0 | 0 | 0 | 0 | 0 | 0 |  |  | Approved
25154 | 2014-Q3 | Town of Brigus | Brigus Outfall | Brigus | Newfoundland and Labrador | Municipal or another local authority | Municipal or another local authority | Continuous | Quarterly | Quarterly | 0 | 279 | 0 | 0 | 0 | 0 | 0 | 0 | 0 | 0 |  |  | Approved
25154 | 2014-Q4 | Town of Brigus | Brigus Outfall | Brigus | Newfoundland and Labrador | Municipal or another local authority | Municipal or another local authority | Continuous | Quarterly | Quarterly | 0 | 279 | 20665 | 21 | 91 | 0 | 0 | 95 | 0 | 0 |  |  | Approved
25154 | 2015-Q1 | Town of Brigus | Brigus Outfall | Brigus | Newfoundland and Labrador | Municipal or another local authority | Municipal or another local authority | Continuous | Quarterly | Quarterly | 0 | 56.6 | 121372.6 | 90 | 17 | 25 | -8 | 7 | 25 | -18 |  |  | Approved
25154 | 2015-Q2 | Town of Brigus | Brigus Outfall | Brigus | Newfoundland and Labrador | Municipal or another local authority | Municipal or another local authority | Continuous | Quarterly | Quarterly | 0 | 56.6 | 114539 | 91 | 34 | 25 | 9 | 53 | 25 | 28 |  |  | Approved
25154 | 2015-Q3 | Town of Brigus | Brigus Outfall | Brigus | Newfoundland and Labrador | Municipal or another local authority | Municipal or another local authority | Continuous | Quarterly | Quarterly | 0 | 56.6 | 79813 | 92 | 49 | 25 | 24 | 40 | 25 | 15 |  |  | Approved
25154 | 2015-Q4 | Town of Brigus | Brigus Outfall | Brigus | Newfoundland and Labrador | Municipal or another local authority | Municipal or another local authority | Continuous | Quarterly | Quarterly | 0 | 56.6 | 70075 | 92 | 22 | 25 | -3 | 39 | 25 | 14 |  |  | Approved
25154 | 2016-Q1 | Town of Brigus | Brigus Outfall | Brigus | Newfoundland and Labrador | Municipal or another local authority | Municipal or another local authority | Continuous | Quarterly | Quarterly | 0 | 1057 | 114414 | 91 | 15 | 25 | -10 | 8 | 25 | -17 |  |  | Approved
25154 | 2016-Q2 | Town of Brigus | Brigus Outfall | Brigus | Newfoundland and Labrador | Municipal or another local authority | Municipal or another local authority | Continuous | Quarterly | Quarterly | 0 | 1057 | 145486 | 91 | 266 | 25 | 241 | 95 | 25 | 70 |  |  | Approved
25154 | 2016-Q3 | Town of Brigus | Brigus Outfall | Brigus | Newfoundland and Labrador | Municipal or another local authority | Municipal or another local authority | Continuous | Quarterly | Quarterly | 0 | 1057 | 119978 | 92 | 18 | 25 | -7 | 32 | 25 | 7 |  |  | Approved
25154 | 2016-Q4 | Town of Brigus | Brigus Outfall | Brigus | Newfoundland and Labrador | Municipal or another local authority | Municipal or another local authority | Continuous | Quarterly | Quarterly | 0 | 1057 | 146974 | 92 | 15 | 25 | -10 | 17 | 25 | -8 |  |  | Approved
25154 | 2017-Q1 | Town of Brigus | Brigus Outfall | Brigus | Newfoundland and Labrador | Municipal or another local authority | Municipal or another local authority | Continuous | Quarterly | Quarterly | 0 | 1439.5 | 141624 | 90 | 28 | 25 | 3 | 19 | 25 | -6 |  |  | Approved
25154 | 2017-Q2 | Town of Brigus | Brigus Outfall | Brigus | Newfoundland and Labrador | Municipal or another local authority | Municipal or another local authority | Continuous | Quarterly | Quarterly | 0 | 1439.5 | 129985 | 91 | 28 | 25 | 3 | 58 | 25 | 33 |  |  | Approved
25154 | 2017-Q3 | Town of Brigus | Brigus Outfall | Brigus | Newfoundland and Labrador | Municipal or another local authority | Municipal or another local authority | Continuous | Quarterly | Quarterly | 0 | 1439.5 | 128868 | 92 | 18 | 25 | -7 | 28 | 25 | 3 |  |  | Approved
25154 | 2017-Q4 | Town of Brigus | Brigus Outfall | Brigus | Newfoundland and Labrador | Municipal or another local authority | Municipal or another local authority | Continuous | Quarterly | Quarterly | 0 | 1439.5 | 114542 | 92 | 32 | 25 | 7 | 54 | 25 | 29 |  |  | Approved
25154 | 2018-Q1 | Town of Brigus | Brigus Outfall | Brigus | Newfoundland and Labrador | Municipal or another local authority | Municipal or another local authority | Continuous | Quarterly | Quarterly | 0 | 1411 | 120248 | 90 | 34 | 25 | 9 | 23 | 25 | -2 |  |  | Approved
25154 | 2018-Q2 | Town of Brigus | Brigus Outfall | Brigus | Newfoundland and Labrador | Municipal or another local authority | Municipal or another local authority | Continuous | Quarterly | Quarterly | 0 | 1411 | 119671 | 91 | 197 | 25 | 172 | 135 | 25 | 110 |  |  | Approved
25154 | 2018-Q3 | Town of Brigus | Brigus Outfall | Brigus | Newfoundland and Labrador | Municipal or another local authority | Municipal or another local authority | Continuous | Quarterly | Quarterly | 0 | 1411 | 85945 | 92 | 59 | 25 | 34 | 41 | 25 | 16 |  |  | Approved
25154 | 2018-Q4 | Town of Brigus | Brigus Outfall | Brigus | Newfoundland and Labrador | Municipal or another local authority | Municipal or another local authority | Continuous | Quarterly | Quarterly | 0 | 1411 | 110353.5 | 92 | 40 | 25 | 15 | 46 | 25 | 21 |  |  | Approved
25154 | 2019-Q1 | Town of Brigus | Brigus Outfall | Brigus | Newfoundland and Labrador | Municipal or another local authority | Municipal or another local authority | Continuous | Quarterly | Quarterly | 0 | 1195.1 | 121045 | 90 | 29 | 25 | 4 | 25 | 25 | 0 |  |  | Approved
25154 | 2019-Q2 | Town of Brigus | Brigus Outfall | Brigus | Newfoundland and Labrador | Municipal or another local authority | Municipal or another local authority | Continuous | Quarterly | Quarterly | 0 | 1195.1 | 107800 | 91 | 180 | 25 | 155 | 118 | 25 | 93 |  |  | Approved
25154 | 2019-Q3 | Town of Brigus | Brigus Outfall | Brigus | Newfoundland and Labrador | Municipal or another local authority | Municipal or another local authority | Continuous | Quarterly | Quarterly | 0 | 1195.1 | 73287 | 92 | 34 | 25 | 9 | 27 | 25 | 2 |  |  | Approved
25154 | 2019-Q4 | Town of Brigus | Brigus Outfall | Brigus | Newfoundland and Labrador | Municipal or another local authority | Municipal or another local authority | Continuous | Quarterly | Quarterly | 0 | 1195.1 | 186086 | 92 | 38 | 25 | 13 | 31 | 25 | 6 |  |  | Approved
25154 | 2020-Q1 | Town of Brigus | Brigus Outfall | Brigus | Newfoundland and Labrador | Municipal or another local authority | Municipal or another local authority | Continuous | Quarterly | Quarterly | 0 | 1337.6 | 149604 | 91 | 39 | 25 | 14 | 36 | 25 | 11 |  |  | Approved
25154 | 2020-Q2 | Town of Brigus | Brigus Outfall | Brigus | Newfoundland and Labrador | Municipal or another local authority | Municipal or another local authority | Continuous | Quarterly | Quarterly | 0 | 1337.6 | 165438 | 91 | 163 | 25 | 138 | 216 | 25 | 191 |  |  | Approved
25154 | 2020-Q3 | Town of Brigus | Brigus Outfall | Brigus | Newfoundland and Labrador | Municipal or another local authority | Municipal or another local authority | Continuous | Quarterly | Quarterly | 0 | 1337.6 | 95193 | 92 | 134 | 25 | 109 | 77 | 25 | 52 |  |  | Approved
25154 | 2020-Q4 | Town of Brigus | Brigus Outfall | Brigus | Newfoundland and Labrador | Municipal or another local authority | Municipal or another local authority | Continuous | Quarterly | Quarterly | 0 | 1337.6 | 64534 | 92 | 152 | 25 | 127 | 147 | 25 | 122 |  |  | Approved
25154 | 2021-Q1 | Town of Brigus | Brigus Outfall | Brigus | Newfoundland and Labrador | Municipal or another local authority | Municipal or another local authority | Continuous | Quarterly | Quarterly | 0 | 1297.2 | 88285 | 90 | 78 | 25 | 53 | 49 | 25 | 24 |  |  | Approved
25154 | 2021-Q2 | Town of Brigus | Brigus Outfall | Brigus | Newfoundland and Labrador | Municipal or another local authority | Municipal or another local authority | Continuous | Quarterly | Quarterly | 0 | 1297.2 | 98998 | 91 | 57 | 25 | 32 | 45 | 25 | 20 |  |  | Approved
25154 | 2021-Q3 | Town of Brigus | Brigus Outfall | Brigus | Newfoundland and Labrador | Municipal or another local authority | Municipal or another local authority | Continuous | Quarterly | Quarterly | 0 | 1297.2 | 51037 | 92 | 165 | 25 | 140 | 119 | 25 | 94 |  |  | Approved
25154 | 2021-Q4 | Town of Brigus | Brigus Outfall | Brigus | Newfoundland and Labrador | Municipal or another local authority | Municipal or another local authority | Continuous | Quarterly | Quarterly | 0 | 1297.2 | 88004 | 92 | 37 | 25 | 12 | 26 | 25 | 1 |  |  | Approved
25154 | 2022-Q1 | Town of Brigus | Brigus Outfall | Brigus | Newfoundland and Labrador | Municipal or another local authority | Municipal or another local authority | Continuous | Quarterly | Quarterly | 0 | 894 | 59494 | 90 | 55 | 25 | 30 | 44 | 25 | 19 |  |  | Approved
25154 | 2022-Q2 | Town of Brigus | Brigus Outfall | Brigus | Newfoundland and Labrador | Municipal or another local authority | Municipal or another local authority | Continuous | Quarterly | Quarterly | 0 | 894 | 89980 | 91 | 246 | 25 | 221 | 116 | 25 | 91 |  |  | Approved
25154 | 2022-Q3 | Town of Brigus | Brigus Outfall | Brigus | Newfoundland and Labrador | Municipal or another local authority | Municipal or another local authority | Continuous | Quarterly | Quarterly | 0 | 894 | 88897 | 92 | 78 | 25 | 53 | 50 | 25 | 25 |  |  | Approved
25154 | 2022-Q4 | Town of Brigus | Brigus Outfall | Brigus | Newfoundland and Labrador | Municipal or another local authority | Municipal or another local authority | Continuous | Quarterly | Quarterly | 0 | 894 | 62065 | 92 | 39 | 25 | 14 | 21 | 25 | -4 |  |  | Approved
25154 | 2023-Q1 | Town of Brigus | Brigus Outfall | Brigus | Newfoundland and Labrador | Municipal or another local authority | Municipal or another local authority | Continuous | Quarterly | Quarterly | 0 | 823.1 | 282786 | 90 | 39 | 25 | 14 | 46 | 25 | 21 |  |  | Approved
25154 | 2023-Q2 | Town of Brigus | Brigus Outfall | Brigus | Newfoundland and Labrador | Municipal or another local authority | Municipal or another local authority | Continuous | Quarterly | Quarterly | 0 | 823.1 | 144232 | 91 | 126 | 25 | 101 | 276 | 25 | 251 |  |  | Approved
25154 | 2023-Q3 | Town of Brigus | Brigus Outfall | Brigus | Newfoundland and Labrador | Municipal or another local authority | Municipal or another local authority | Continuous | Quarterly | Quarterly | 0 | 823.1 | 113295 | 92 | 42 | 25 | 17 | 50 | 25 | 25 |  |  | Approved
25154 | 2023-Q4 | Town of Brigus | Brigus Outfall | Brigus | Newfoundland and Labrador | Municipal or another local authority | Municipal or another local authority | Continuous | Quarterly | Quarterly | 0 | 823.1 | 103274 | 92 | 40 | 25 | 15 | 23 | 25 | -2 |  |  | Approved
25154 | 2024-Q1 | Town of Brigus | Brigus Outfall | Brigus | Newfoundland and Labrador | Municipal or another local authority | Municipal or another local authority | Continuous | Quarterly | Quarterly | 0 | 1763.3 | 120779 | 91 | 77 | 25 | 52 | 76 | 25 | 51 |  |  | Approved
25154 | 2024-Q2 | Town of Brigus | Brigus Outfall | Brigus | Newfoundland and Labrador | Municipal or another local authority | Municipal or another local authority | Continuous | Quarterly | Quarterly | 0 | 1763.3 | 123100 | 91 | 165 | 25 | 140 | 134 | 25 | 109 |  |  | Approved
25154 | 2024-Q3 | Town of Brigus | Brigus Outfall | Brigus | Newfoundland and Labrador | Municipal or another local authority | Municipal or another local authority | Continuous | Quarterly | Quarterly | 0 | 1763.3 | 75242 | 92 | 98 | 25 | 73 | 69 | 25 | 44 |  |  | Approved
25154 | 2024-Q4 | Town of Brigus | Brigus Outfall | Brigus | Newfoundland and Labrador | Municipal or another local authority | Municipal or another local authority | Continuous | Quarterly | Quarterly | 0 | 1763.3 | 120230 | 92 | 29 | 25 | 4 | 18 | 25 | -7 |  |  | Approved
25157 | 2013-Q1 | Town of Paradise | St. Thomas Line WW Treatment Fcaility | Paradise | Newfoundland and Labrador | Municipal or another local authority | Municipal or another local authority | Continuous | Quarterly | Quarterly | 0 | 3672 | 324000 | 90 | 3.7 | 0 | 0 | 1 | 0 | 0 |  |  | Approved
25157 | 2013-Q2 | Town of Paradise | St. Thomas Line WW Treatment Fcaility | Paradise | Newfoundland and Labrador | Municipal or another local authority | Municipal or another local authority | Continuous | Quarterly | Quarterly | 0 | 3672 | 327600 | 91 | 7 | 0 | 0 | 2 | 0 | 0 |  |  | Approved
25157 | 2013-Q3 | Town of Paradise | St. Thomas Line WW Treatment Fcaility | Paradise | Newfoundland and Labrador | Municipal or another local authority | Municipal or another local authority | Continuous | Quarterly | Quarterly | 0 | 3672 | 331200 | 92 | 14 | 0 | 0 | 2 | 0 | 0 |  |  | Approved
25157 | 2013-Q4 | Town of Paradise | St. Thomas Line WW Treatment Fcaility | Paradise | Newfoundland and Labrador | Municipal or another local authority | Municipal or another local authority | Continuous | Quarterly | Quarterly | 0 | 3672 | 331200 | 92 | 8 | 0 | 0 | 2 | 0 | 0 |  |  | Approved
25157 | 2014-Q1 | Town of Paradise | St. Thomas Line WW Treatment Fcaility | Paradise | Newfoundland and Labrador | Municipal or another local authority | Municipal or another local authority | Continuous | Quarterly | Quarterly | 0 | 3672 | 324000 | 90 | 2 | 0 | 0 | 5 | 0 | 0 |  |  | Approved
25157 | 2014-Q2 | Town of Paradise | St. Thomas Line WW Treatment Fcaility | Paradise | Newfoundland and Labrador | Municipal or another local authority | Municipal or another local authority | Continuous | Quarterly | Quarterly | 0 | 3672 | 327600 | 91 | 2 | 0 | 0 | 5 | 0 | 0 |  |  | Approved
25157 | 2014-Q3 | Town of Paradise | St. Thomas Line WW Treatment Fcaility | Paradise | Newfoundland and Labrador | Municipal or another local authority | Municipal or another local authority | Continuous | Quarterly | Quarterly | 0 | 3672 | 331200 | 92 | 2 | 0 | 0 | 5 | 0 | 0 |  |  | Approved
25157 | 2014-Q4 | Town of Paradise | St. Thomas Line WW Treatment Fcaility | Paradise | Newfoundland and Labrador | Municipal or another local authority | Municipal or another local authority | Continuous | Quarterly | Quarterly | 0 | 3672 | 331200 | 92 | 2 | 0 | 0 | 5 | 0 | 0 |  |  | Approved
25157 | 2015-Q1 | Town of Paradise | St. Thomas Line WW Treatment Fcaility | Paradise | Newfoundland and Labrador | Municipal or another local authority | Municipal or another local authority | Continuous | Quarterly | Quarterly | 0 | 3672 | 324000 | 90 | 2 | 25 | -23 | 5 | 25 | -20 |  |  | Approved
25157 | 2015-Q2 | Town of Paradise | St. Thomas Line WW Treatment Fcaility | Paradise | Newfoundland and Labrador | Municipal or another local authority | Municipal or another local authority | Continuous | Quarterly | Quarterly | 0 | 3672 | 327600 | 91 | 2 | 25 | -23 | 5 | 25 | -20 |  |  | Approved
25157 | 2015-Q3 | Town of Paradise | St. Thomas Line WW Treatment Fcaility | Paradise | Newfoundland and Labrador | Municipal or another local authority | Municipal or another local authority | Continuous | Quarterly | Quarterly | 0 | 3672 | 331200 | 92 | 2 | 25 | -23 | 5 | 25 | -20 |  |  | Approved
25157 | 2015-Q4 | Town of Paradise | St. Thomas Line WW Treatment Fcaility | Paradise | Newfoundland and Labrador | Municipal or another local authority | Municipal or another local authority | Continuous | Quarterly | Quarterly | 0 | 3672 | 334152 | 91 | 2 | 25 | -23 | 5 | 25 | -20 |  |  | Approved
25157 | 2016-Q1 | Town of Paradise | St. Thomas Line WW Treatment Fcaility | Paradise | Newfoundland and Labrador | Municipal or another local authority | Municipal or another local authority | Continuous | Quarterly | Quarterly | 0 | 3608.1 | 266992 | 74 | 63 | 25 | 38 | 53 | 25 | 28 |  |  | Approved
25157 | 2016-Q2 | Town of Paradise | St. Thomas Line WW Treatment Fcaility | Paradise | Newfoundland and Labrador | Municipal or another local authority | Municipal or another local authority | Continuous | Quarterly | Quarterly | 0 | 3608.1 | 327600 | 91 | 24 | 25 | -1 | 33 | 25 | 8 |  |  | Approved
25157 | 2016-Q3 | Town of Paradise | St. Thomas Line WW Treatment Fcaility | Paradise | Newfoundland and Labrador | Municipal or another local authority | Municipal or another local authority | Continuous | Quarterly | Quarterly | 0 | 3608.1 | 331200 | 92 | 54 | 25 | 29 | 60 | 25 | 35 |  |  | Approved
25157 | 2016-Q4 | Town of Paradise | St. Thomas Line WW Treatment Fcaility | Paradise | Newfoundland and Labrador | Municipal or another local authority | Municipal or another local authority | Continuous | Quarterly | Quarterly | 0 | 3608.1 | 334152 | 91 | 65 | 25 | 40 | 47 | 25 | 22 |  |  | Approved
25157 | 2017-Q1 | Town of Paradise | St. Thomas Line WW Treatment Fcaility | Paradise | Newfoundland and Labrador | Municipal or another local authority | Municipal or another local authority | Continuous | Quarterly | Quarterly | 0 | 3442.5 | 309825 | 90 | 62 | 25 | 37 | 110 | 25 | 85 |  |  | Approved
25157 | 2017-Q2 | Town of Paradise | St. Thomas Line WW Treatment Fcaility | Paradise | Newfoundland and Labrador | Municipal or another local authority | Municipal or another local authority | Continuous | Quarterly | Quarterly | 0 | 3442.5 | 227205 | 66 | 55 | 25 | 30 | 84 | 25 | 59 |  |  | Approved
25157 | 2019-Q3 | Town of Paradise | St. Thomas Line WW Treatment Fcaility | Paradise | Newfoundland and Labrador | Municipal or another local authority | Municipal or another local authority | Continuous | Quarterly | Quarterly | 0 | 3442.5 | 316710 | 92 | 189 | 25 | 164 | 274 | 25 | 249 |  |  | Approved
25157 | 2019-Q4 | Town of Paradise | St. Thomas Line WW Treatment Fcaility | Paradise | Newfoundland and Labrador | Municipal or another local authority | Municipal or another local authority | Continuous | Quarterly | Quarterly | 0 | 3442.5 | 247860 | 72 | 124 | 25 | 99 | 116 | 25 | 91 |  |  | Approved
25157 | 2020-Q1 | Town of Paradise | St. Thomas Line WW Treatment Fcaility | Paradise | Newfoundland and Labrador | Municipal or another local authority | Municipal or another local authority | Continuous | Quarterly | Quarterly | 0 | 3442.5 | 313267 | 91 | 219 | 25 | 194 | 90 | 25 | 65 |  |  | Approved
25157 | 2020-Q2 | Town of Paradise | St. Thomas Line WW Treatment Fcaility | Paradise | Newfoundland and Labrador | Municipal or another local authority | Municipal or another local authority | Continuous | Quarterly | Quarterly | 0 | 3442.5 | 313267 | 91 | 190 | 25 | 165 | 134 | 25 | 109 |  |  | Approved
25157 | 2020-Q3 | Town of Paradise | St. Thomas Line WW Treatment Fcaility | Paradise | Newfoundland and Labrador | Municipal or another local authority | Municipal or another local authority | Continuous | Quarterly | Quarterly | 0 | 3442.5 | 316710 | 92 | 190 | 25 | 165 | 130 | 25 | 105 |  |  | Approved
25157 | 2020-Q4 | Town of Paradise | St. Thomas Line WW Treatment Fcaility | Paradise | Newfoundland and Labrador | Municipal or another local authority | Municipal or another local authority | Continuous | Quarterly | Quarterly | 0 | 3442.5 | 240975 | 70 | 96 | 25 | 71 | 258 | 25 | 233 |  |  | Approved
25157 | 2021-Q1 | Town of Paradise | St. Thomas Line WW Treatment Fcaility | Paradise | Newfoundland and Labrador | Municipal or another local authority | Municipal or another local authority | Continuous | Quarterly | Quarterly | 0 | 3235.6 | 291204 | 90 | 32.5 | 25 | 7.5 | 75 | 25 | 50 |  |  | Approved
25157 | 2021-Q2 | Town of Paradise | St. Thomas Line WW Treatment Fcaility | Paradise | Newfoundland and Labrador | Municipal or another local authority | Municipal or another local authority | Continuous | Quarterly | Quarterly | 0 | 3235.6 | 229685 | 71 | 103 | 25 | 78 | 138 | 25 | 113 |  |  | Approved
25157 | 2021-Q3 | Town of Paradise | St. Thomas Line WW Treatment Fcaility | Paradise | Newfoundland and Labrador | Municipal or another local authority | Municipal or another local authority | Continuous | Quarterly | Quarterly | 0 | 3235.6 | 297675.2 | 92 | 283.5 | 25 | 258.5 | 154.3 | 25 | 129.3 |  |  | Approved
25157 | 2021-Q4 | Town of Paradise | St. Thomas Line WW Treatment Fcaility | Paradise | Newfoundland and Labrador | Municipal or another local authority | Municipal or another local authority | Continuous | Quarterly | Quarterly | 0 | 3235.6 | 297675.2 | 92 | 125 | 25 | 100 | 157 | 25 | 132 |  |  | Approved
25157 | 2022-Q1 | Town of Paradise | St. Thomas Line WW Treatment Fcaility | Paradise | Newfoundland and Labrador | Municipal or another local authority | Municipal or another local authority | Continuous | Quarterly | Quarterly | 0 | 3058.2 | 275238 | 90 | 159 | 25 | 134 | 152 | 25 | 127 |  |  | Approved
25157 | 2022-Q2 | Town of Paradise | St. Thomas Line WW Treatment Fcaility | Paradise | Newfoundland and Labrador | Municipal or another local authority | Municipal or another local authority | Continuous | Quarterly | Quarterly | 0 | 3058.2 | 278296.2 | 91 | 113.7 | 25 | 88.7 | 88.3 | 25 | 63.3 |  |  | Approved
25157 | 2022-Q3 | Town of Paradise | St. Thomas Line WW Treatment Fcaility | Paradise | Newfoundland and Labrador | Municipal or another local authority | Municipal or another local authority | Continuous | Quarterly | Quarterly | 0 | 3058.2 | 281354 | 92 | 123 | 25 | 98 | 115 | 25 | 90 |  |  | Approved
25157 | 2022-Q4 | Town of Paradise | St. Thomas Line WW Treatment Fcaility | Paradise | Newfoundland and Labrador | Municipal or another local authority | Municipal or another local authority | Continuous | Quarterly | Quarterly | 0 | 3058.2 | 281354 | 92 | 107 | 25 | 82 | 157 | 25 | 132 |  |  | Approved
25157 | 2023-Q1 | Town of Paradise | St. Thomas Line WW Treatment Fcaility | Paradise | Newfoundland and Labrador | Municipal or another local authority | Municipal or another local authority | Continuous | Quarterly | Quarterly | 0 | 3058.2 | 610512 | 90 | 120.7 | 25 | 95.7 | 137 | 25 | 112 |  |  | Approved
25157 | 2023-Q2 | Town of Paradise | St. Thomas Line WW Treatment Fcaility | Paradise | Newfoundland and Labrador | Municipal or another local authority | Municipal or another local authority | Continuous | Quarterly | Quarterly | 0 | 3058.2 | 618072 | 91 | 101 | 25 | 76 | 85 | 25 | 60 |  |  | Approved
25157 | 2023-Q3 | Town of Paradise | St. Thomas Line WW Treatment Fcaility | Paradise | Newfoundland and Labrador | Municipal or another local authority | Municipal or another local authority | Continuous | Quarterly | Quarterly | 0 | 3058.2 | 487968 | 92 | 235 | 25 | 210 | 242 | 25 | 217 |  |  | Approved
25157 | 2023-Q4 | Town of Paradise | St. Thomas Line WW Treatment Fcaility | Paradise | Newfoundland and Labrador | Municipal or another local authority | Municipal or another local authority | Continuous | Quarterly | Quarterly | 0 | 3058.2 | 539662 | 92 | 109.7 | 25 | 84.7 | 71.3 | 25 | 46.3 |  |  | Approved
25157 | 2024-Q1 | Town of Paradise | St. Thomas Line WW Treatment Facility | Paradise | Newfoundland and Labrador | Municipal or another local authority | Municipal or another local authority | Continuous | Quarterly | Quarterly | 0 | 6181.4 | 667720 | 91 | 76.3 | 25 | 51.3 | 85.5 | 25 | 60.5 |  |  | Approved
25157 | 2024-Q2 | Town of Paradise | St. Thomas Line WW Treatment Facility | Paradise | Newfoundland and Labrador | Municipal or another local authority | Municipal or another local authority | Continuous | Quarterly | Quarterly | 0 | 6181.4 | 594769 | 91 | 117 | 25 | 92 | 70 | 25 | 45 |  |  | Approved
25157 | 2024-Q3 | Town of Paradise | St. Thomas Line WW Treatment Facility | Paradise | Newfoundland and Labrador | Municipal or another local authority | Municipal or another local authority | Continuous | Quarterly | Quarterly | 0 | 6181.4 | 535995 | 92 | 98 | 25 | 73 | 111.3 | 25 | 86.3 |  |  | Approved
25444 | 2013-Q1 | Newfoundland and Labrador Hydro | Churchill Falls Sewage Treatment Plant | Churchill Falls | Newfoundland and Labrador | Other | Other | Continuous | Quarterly | Quarterly | 0 | 1300 |  | 90 | 0 | 0 | 0 | 0 | 0 | 0 |  |  | Approved
25444 | 2013-Q2 | Newfoundland and Labrador Hydro | Churchill Falls Sewage Treatment Plant | Churchill Falls | Newfoundland and Labrador | Other | Other | Continuous | Quarterly | Quarterly | 0 | 1300 | 37000 | 30 | 18 | 0 | 0 | 24 | 0 | 0 |  |  | Approved
25444 | 2013-Q3 | Newfoundland and Labrador Hydro | Churchill Falls Sewage Treatment Plant | Churchill Falls | Newfoundland and Labrador | Other | Other | Continuous | Quarterly | Quarterly | 0 | 1300 | 135659 | 92 | 13 | 0 | 0 | 23 | 0 | 0 |  |  | Approved
25444 | 2013-Q4 | Newfoundland and Labrador Hydro | Churchill Falls Sewage Treatment Plant | Churchill Falls | Newfoundland and Labrador | Other | Other | Continuous | Quarterly | Quarterly | 0 | 1300 | 137210 | 92 | 19 | 0 | 0 | 29 | 0 | 0 |  |  | Approved
25444 | 2014-Q1 | Newfoundland and Labrador Hydro | Churchill Falls Sewage Treatment Plant | Churchill Falls | Newfoundland and Labrador | Other | Other | Continuous | Quarterly | Quarterly | 0 | 851.7 | 95550 | 90 | 15.3 | 0 | 0 | 9.3 | 0 | 0 |  |  | Approved
25444 | 2014-Q2 | Newfoundland and Labrador Hydro | Churchill Falls Sewage Treatment Plant | Churchill Falls | Newfoundland and Labrador | Other | Other | Continuous | Quarterly | Quarterly | 0 | 851.7 | 171771 | 91 | 14 | 0 | 0 | 12.3 | 0 | 0 |  |  | Approved
25444 | 2014-Q3 | Newfoundland and Labrador Hydro | Churchill Falls Sewage Treatment Plant | Churchill Falls | Newfoundland and Labrador | Other | Other | Continuous | Quarterly | Quarterly | 0 | 851.7 | 191459 | 92 | 14 | 0 | 0 | 25 | 0 | 0 |  |  | Approved
25444 | 2014-Q4 | Newfoundland and Labrador Hydro | Churchill Falls Sewage Treatment Plant | Churchill Falls | Newfoundland and Labrador | Other | Other | Continuous | Quarterly | Quarterly | 0 | 851.7 | 164590 | 92 | 15.3 | 0 | 0 | 19.6 | 0 | 0 |  |  | Approved
25444 | 2015-Q1 | Newfoundland and Labrador Hydro | Churchill Falls Sewage Treatment Plant | Churchill Falls | Newfoundland and Labrador | Other | Other | Continuous | Quarterly | Quarterly | 0 | 1707.9 | 101583 | 90 | 12 | 25 | -13 | 17 | 25 | -8 |  |  | Approved
25444 | 2015-Q2 | Newfoundland and Labrador Hydro | Churchill Falls Sewage Treatment Plant | Churchill Falls | Newfoundland and Labrador | Other | Other | Continuous | Quarterly | Quarterly | 0 | 1707.9 | 75863 | 91 | 16.3 | 25 | -8.7 | 33.7 | 25 | 8.7 |  |  | Approved
25444 | 2015-Q3 | Newfoundland and Labrador Hydro | Churchill Falls Sewage Treatment Plant | Churchill Falls | Newfoundland and Labrador | Other | Other | Continuous | Quarterly | Quarterly | 0 | 1707.9 | 347287.4 | 92 | 22.3 | 25 | -2.7 | 30 | 25 | 5 |  |  | Approved
25444 | 2015-Q4 | Newfoundland and Labrador Hydro | Churchill Falls Sewage Treatment Plant | Churchill Falls | Newfoundland and Labrador | Other | Other | Continuous | Quarterly | Quarterly | 0 | 1707.9 | 571332 | 92 | 18 | 25 | -7 | 26.7 | 25 | 1.7 |  |  | Approved
25444 | 2016-Q1 | Newfoundland and Labrador Hydro | Churchill Falls Sewage Treatment Plant | Churchill Falls | Newfoundland and Labrador | Other | Other | Continuous | Quarterly | Quarterly | 0 | 3002.9 | 460736 | 91 | 20 | 25 | -5 | 43.7 | 25 | 18.7 |  |  | Approved
25444 | 2016-Q2 | Newfoundland and Labrador Hydro | Churchill Falls Sewage Treatment Plant | Churchill Falls | Newfoundland and Labrador | Other | Other | Continuous | Quarterly | Quarterly | 0 | 3002.9 | 201643 | 91 | 25 | 25 | 0 | 25 | 25 | 0 |  |  | Approved
25444 | 2016-Q3 | Newfoundland and Labrador Hydro | Churchill Falls Sewage Treatment Plant | Churchill Falls | Newfoundland and Labrador | Other | Other | Continuous | Quarterly | Quarterly | 0 | 3002.9 | 191729 | 92 | 14 | 25 | -11 | 21 | 25 | -4 |  |  | Approved
25444 | 2016-Q4 | Newfoundland and Labrador Hydro | Churchill Falls Sewage Treatment Plant | Churchill Falls | Newfoundland and Labrador | Other | Other | Continuous | Quarterly | Quarterly | 0 | 3002.9 | 208833 | 92 | 17 | 25 | -8 | 20 | 25 | -5 |  |  | Approved
25444 | 2017-Q1 | Newfoundland and Labrador Hydro | Churchill Falls Sewage Treatment Plant | Churchill Falls | Newfoundland and Labrador | Other | Other | Continuous | Quarterly | Quarterly | 0 | 2904.2 | 190469 | 90 | 19 | 25 | -6 | 18 | 25 | -7 |  |  | Approved
25444 | 2017-Q2 | Newfoundland and Labrador Hydro | Churchill Falls Sewage Treatment Plant | Churchill Falls | Newfoundland and Labrador | Other | Other | Continuous | Quarterly | Quarterly | 0 | 2904.2 | 177684 | 91 | 25 | 25 | 0 | 29 | 25 | 4 |  |  | Approved
25444 | 2017-Q3 | Newfoundland and Labrador Hydro | Churchill Falls Sewage Treatment Plant | Churchill Falls | Newfoundland and Labrador | Other | Other | Continuous | Quarterly | Quarterly | 0 | 2904.2 | 216072 | 92 | 12 | 25 | -13 | 8 | 25 | -17 |  |  | Approved
25444 | 2017-Q4 | Newfoundland and Labrador Hydro | Churchill Falls Sewage Treatment Plant | Churchill Falls | Newfoundland and Labrador | Other | Other | Continuous | Quarterly | Quarterly | 0 | 2904.2 | 303786 | 92 | 16 | 25 | -9 | 35 | 25 | 10 |  |  | Approved
25444 | 2018-Q1 | Newfoundland and Labrador Hydro | Churchill Falls Sewage Treatment Plant | Churchill Falls | Newfoundland and Labrador | Other | Other | Continuous | Quarterly | Quarterly | 0 | 2432.9 | 113021 | 90 | 18 | 25 | -7 | 19 | 25 | -6 |  |  | Approved
25444 | 2018-Q2 | Newfoundland and Labrador Hydro | Churchill Falls Sewage Treatment Plant | Churchill Falls | Newfoundland and Labrador | Other | Other | Continuous | Quarterly | Quarterly | 0 | 2432.9 | 194458 | 91 | 17 | 25 | -8 | 22 | 25 | -3 |  |  | Approved
25444 | 2018-Q3 | Newfoundland and Labrador Hydro | Churchill Falls Sewage Treatment Plant | Churchill Falls | Newfoundland and Labrador | Other | Other | Continuous | Quarterly | Quarterly | 0 | 2432.9 | 570823 | 92 | 11 | 25 | -14 | 15 | 25 | -10 |  |  | Approved
25444 | 2018-Q4 | Newfoundland and Labrador Hydro | Churchill Falls Sewage Treatment Plant | Churchill Falls | Newfoundland and Labrador | Other | Other | Continuous | Quarterly | Quarterly | 0 | 2432.9 | 134214 | 92 | 14 | 25 | -11 | 9 | 25 | -16 |  |  | Approved
25444 | 2019-Q1 | Newfoundland and Labrador Hydro | Churchill Falls Sewage Treatment Plant | Churchill Falls | Newfoundland and Labrador | Other | Other | Continuous | Quarterly | Quarterly | 0 | 2774 | 118053 | 90 | 19 | 25 | -6 | 11 | 25 | -14 |  |  | Approved
25444 | 2019-Q2 | Newfoundland and Labrador Hydro | Churchill Falls Sewage Treatment Plant | Churchill Falls | Newfoundland and Labrador | Other | Other | Continuous | Quarterly | Quarterly | 0 | 2774 | 316792 | 91 | 23 | 25 | -2 | 23 | 25 | -2 |  |  | Approved
25444 | 2019-Q3 | Newfoundland and Labrador Hydro | Churchill Falls Sewage Treatment Plant | Churchill Falls | Newfoundland and Labrador | Other | Other | Continuous | Quarterly | Quarterly | 0 | 2774 | 549650 | 92 | 8.3 | 25 | -16.7 | 9.3 | 25 | -15.7 |  |  | Approved
25444 | 2019-Q4 | Newfoundland and Labrador Hydro | Churchill Falls Sewage Treatment Plant | Churchill Falls | Newfoundland and Labrador | Other | Other | Continuous | Quarterly | Quarterly | 0 | 2774 | 149525 | 92 | 23 | 25 | -2 | 21.5 | 25 | -3.5 |  |  | Approved
25444 | 2020-Q1 | Newfoundland and Labrador Hydro | Churchill Falls Sewage Treatment Plant | Churchill Falls | Newfoundland and Labrador | Other | Other | Continuous | Quarterly | Quarterly | 0 | 3106.9 | 64858 | 91 | 23 | 25 | -2 | 23 | 25 | -2 |  |  | Approved
25444 | 2020-Q2 | Newfoundland and Labrador Hydro | Churchill Falls Sewage Treatment Plant | Churchill Falls | Newfoundland and Labrador | Other | Other | Continuous | Quarterly | Quarterly | 0 | 3106.9 | 0 | 91 | 23 | 25 | -2 | 22 | 25 | -3 |  |  | Approved
25444 | 2020-Q3 | Newfoundland and Labrador Hydro | Churchill Falls Sewage Treatment Plant | Churchill Falls | Newfoundland and Labrador | Other | Other | Continuous | Quarterly | Quarterly | 0 | 3106.9 | 0 | 92 | 15 | 25 | -10 | 17 | 25 | -8 |  |  | Approved
25444 | 2020-Q4 | Newfoundland and Labrador Hydro | Churchill Falls Sewage Treatment Plant | Churchill Falls | Newfoundland and Labrador | Other | Other | Continuous | Quarterly | Quarterly | 0 | 3106.9 | 105516 | 92 | 17 | 25 | -8 | 27 | 25 | 2 |  |  | Approved
25444 | 2021-Q1 | Newfoundland and Labrador Hydro | Churchill Falls Sewage Treatment Plant | Churchill Falls | Newfoundland and Labrador | Other | Other | Continuous | Quarterly | Quarterly | 0 | 465.5 | 158557 | 80 | 12 | 25 | -13 | 37 | 25 | 12 |  |  | Approved
25444 | 2021-Q2 | Newfoundland and Labrador Hydro | Churchill Falls Sewage Treatment Plant | Churchill Falls | Newfoundland and Labrador | Other | Other | Continuous | Quarterly | Quarterly | 0 | 465.5 | 277178 | 91 | 19.5 | 25 | -5.5 | 58.6 | 25 | 33.6 |  |  | Approved
25444 | 2021-Q3 | Newfoundland and Labrador Hydro | Churchill Falls Sewage Treatment Plant | Churchill Falls | Newfoundland and Labrador | Other | Other | Continuous | Quarterly | Quarterly | 0 | 465.5 | 219004 | 92 | 17 | 25 | -8 | 30 | 25 | 5 |  |  | Approved
25444 | 2021-Q4 | Newfoundland and Labrador Hydro | Churchill Falls Sewage Treatment Plant | Churchill Falls | Newfoundland and Labrador | Other | Other | Continuous | Quarterly | Quarterly | 0 | 465.5 | 239518 | 92 | 17 | 25 | -8 | 30 | 25 | 5 |  |  | Approved
25444 | 2022-Q1 | Newfoundland and Labrador Hydro | Churchill Falls Sewage Treatment Plant | Churchill Falls | Newfoundland and Labrador | Other | Other | Continuous | Quarterly | Quarterly | 0 | 2450 | 171364 | 90 | 17 | 25 | -8 | 9 | 25 | -16 |  |  | Approved
25444 | 2022-Q2 | Newfoundland and Labrador Hydro | Churchill Falls Sewage Treatment Plant | Churchill Falls | Newfoundland and Labrador | Other | Other | Continuous | Quarterly | Quarterly | 0 | 2450 | 227351 | 91 | 18 | 25 | -7 | 16 | 25 | -9 |  |  | Approved
25444 | 2022-Q3 | Newfoundland and Labrador Hydro | Churchill Falls Sewage Treatment Plant | Churchill Falls | Newfoundland and Labrador | Other | Other | Continuous | Quarterly | Quarterly | 0 | 2450 | 275000 | 92 | 15 | 25 | -10 | 15 | 25 | -10 |  |  | Approved
25444 | 2022-Q4 | Newfoundland and Labrador Hydro | Churchill Falls Sewage Treatment Plant | Churchill Falls | Newfoundland and Labrador | Other | Other | Continuous | Quarterly | Quarterly | 0 | 2450 | 242207 | 92 | 16 | 25 | -9 | 13 | 25 | -12 |  |  | Approved
25444 | 2023-Q1 | Newfoundland and Labrador Hydro | Churchill Falls Sewage Treatment Plant | Churchill Falls | Newfoundland and Labrador | Other | Other | Continuous | Quarterly | Quarterly | 0 | 2509.4 | 168014 | 90 | 19 | 25 | -6 | 11 | 25 | -14 |  |  | Approved
25444 | 2023-Q2 | Newfoundland and Labrador Hydro | Churchill Falls Sewage Treatment Plant | Churchill Falls | Newfoundland and Labrador | Other | Other | Continuous | Quarterly | Quarterly | 0 | 2509.4 | 225552 | 91 | 22 | 25 | -3 | 13 | 25 | -12 |  |  | Approved
25444 | 2023-Q3 | Newfoundland and Labrador Hydro | Churchill Falls Sewage Treatment Plant | Churchill Falls | Newfoundland and Labrador | Other | Other | Continuous | Quarterly | Quarterly | 0 | 2509.4 | 248424 | 92 | 13 | 25 | -12 | 11 | 25 | -14 |  |  | Approved
25444 | 2023-Q4 | Newfoundland and Labrador Hydro | Churchill Falls Sewage Treatment Plant | Churchill Falls | Newfoundland and Labrador | Other | Other | Continuous | Quarterly | Quarterly | 0 | 2509.4 | 217733 | 92 | 28 | 25 | 3 | 13 | 25 | -12 |  |  | Approved
25444 | 2024-Q1 | Newfoundland and Labrador Hydro | Churchill Falls Sewage Treatment Plant | Churchill Falls | Newfoundland and Labrador | Other | Other | Continuous | Quarterly | Quarterly | 0 | 2355.4 | 171722 | 91 | 14 | 25 | -11 | 7 | 25 | -18 |  |  | Approved
25444 | 2024-Q2 | Newfoundland and Labrador Hydro | Churchill Falls Sewage Treatment Plant | Churchill Falls | Newfoundland and Labrador | Other | Other | Continuous | Quarterly | Quarterly | 0 | 2355.4 | 270306 | 91 | 12 | 25 | -13 | 8 | 25 | -17 |  |  | Approved
25444 | 2024-Q3 | Newfoundland and Labrador Hydro | Churchill Falls Sewage Treatment Plant | Churchill Falls | Newfoundland and Labrador | Other | Other | Continuous | Quarterly | Quarterly | 0 | 2355.4 | 218583 | 92 | 12 | 25 | -13 | 12 | 25 | -13 |  |  | Approved
25444 | 2024-Q4 | Newfoundland and Labrador Hydro | Churchill Falls Sewage Treatment Plant | Churchill Falls | Newfoundland and Labrador | Other | Other | Continuous | Quarterly | Quarterly | 0 | 2355.4 | 203263 | 92 | 13 | 25 | -12 | 4.2 | 25 | -20.8 |  |  | Approved
25503 | 2013-annuel/annual | Sheshatshiu Innu First Nation | Sheshatshiu wwtp | Sheshatshiu | Newfoundland and Labrador | Indigenous community |  | Continuous | Annually | Annually | 0 | 100 | 30000 | 300 | 0 | 0 | 0 | 0 | 0 | 0 |  |  | Approved
25503 | 2014-annuel/annual | Sheshatshiu Innu First Nation | Sheshatshiu wwtp | Sheshatshiu | Newfoundland and Labrador | Indigenous community |  | Continuous | Annually | Annually | 0 | 100 |  | 9 | 9 | 0 | 0 | 9 | 0 | 0 |  |  | Approved
25677 | 2013-Q1 | Town of Torbay | Outfall | Torbay | Newfoundland and Labrador | Municipal or another local authority | Municipal or another local authority | Continuous | Quarterly | Quarterly | 0 | 0 | 207000 | 90 | 0 | 0 | 0 | 0 | 0 | 0 |  |  | Approved
25677 | 2013-Q2 | Town of Torbay | Outfall | Torbay | Newfoundland and Labrador | Municipal or another local authority | Municipal or another local authority | Continuous | Quarterly | Quarterly | 0 | 0 | 207900 | 90 | 0 | 0 | 0 | 0 | 0 | 0 |  |  | Approved
25677 | 2013-Q3 | Town of Torbay | Outfall | Torbay | Newfoundland and Labrador | Municipal or another local authority | Municipal or another local authority | Continuous | Quarterly | Quarterly | 0 | 0 | 210000 | 90 | 0 | 0 | 0 | 0 | 0 | 0 |  |  | Approved
25677 | 2013-Q4 | Town of Torbay | Outfall | Torbay | Newfoundland and Labrador | Municipal or another local authority | Municipal or another local authority | Continuous | Quarterly | Quarterly | 0 | 0 | 210000 | 90 | 0 | 0 | 0 | 0 | 0 | 0 |  |  | Approved
25677 | 2014-Q1 | Town of Torbay | Outfall | Torbay | Newfoundland and Labrador | Municipal or another local authority | Municipal or another local authority | Continuous | Quarterly | Quarterly | 0 | 2287.4 | 211000 | 90 | 0 | 0 | 0 | 0 | 0 | 0 |  |  | Approved
25677 | 2014-Q2 | Town of Torbay | Outfall | Torbay | Newfoundland and Labrador | Municipal or another local authority | Municipal or another local authority | Continuous | Quarterly | Quarterly | 0 | 2287.4 | 218400 | 91 | 0 | 0 | 0 | 0 | 0 | 0 |  |  | Approved
25677 | 2020-Q1 | Town of Torbay | Outfall | Torbay | Newfoundland and Labrador | Municipal or another local authority | Municipal or another local authority | Continuous | Quarterly | Quarterly | 0 | 2287.4 | 112244.8 | 91 | 105 | 25 | 80 | 123.7 | 25 | 98.7 |  |  | Approved
25677 | 2020-Q2 | Town of Torbay | Outfall | Torbay | Newfoundland and Labrador | Municipal or another local authority | Municipal or another local authority | Continuous | Quarterly | Quarterly | 0 | 2287.4 | 119784.1 | 91 | 454 | 25 | 429 | 233 | 25 | 208 |  |  | Approved
25677 | 2020-Q3 | Town of Torbay | Outfall | Torbay | Newfoundland and Labrador | Municipal or another local authority | Municipal or another local authority | Continuous | Quarterly | Quarterly | 0 | 2287.4 | 82442.9 | 90 | 131 | 25 | 106 | 67 | 25 | 42 |  |  | Approved
25677 | 2020-Q4 | Town of Torbay | Outfall | Torbay | Newfoundland and Labrador | Municipal or another local authority | Municipal or another local authority | Continuous | Quarterly | Quarterly | 0 | 2287.4 | 111774.2 | 92 | 42 | 25 | 17 | 83.7 | 25 | 58.7 |  |  | Approved
25677 | 2021-Q1 | Town of Torbay | Outfall | Torbay | Newfoundland and Labrador | Municipal or another local authority | Municipal or another local authority | Continuous | Quarterly | Quarterly | 0 | 1164.6 | 126220.3 | 90 | 999 | 25 | 974 | 29 | 25 | 4 |  |  | Approved
25677 | 2021-Q2 | Town of Torbay | Outfall | Torbay | Newfoundland and Labrador | Municipal or another local authority | Municipal or another local authority | Continuous | Quarterly | Quarterly | 0 | 1164.6 | 108611.1 | 91 | 127.3 | 25 | 102.3 | 42.7 | 25 | 17.7 |  |  | Approved
25677 | 2021-Q3 | Town of Torbay | Outfall | Torbay | Newfoundland and Labrador | Municipal or another local authority | Municipal or another local authority | Continuous | Quarterly | Quarterly | 0 | 1164.6 | 87748.3 | 90 | 162.5 | 25 | 137.5 | 113 | 25 | 88 |  |  | Approved
25677 | 2021-Q4 | Town of Torbay | Outfall | Torbay | Newfoundland and Labrador | Municipal or another local authority | Municipal or another local authority | Continuous | Quarterly | Quarterly | 0 | 1164.6 | 91974 | 92 | 217 | 25 | 192 | 161 | 25 | 136 |  |  | Approved
25677 | 2022-Q1 | Town of Torbay | Outfall | Torbay | Newfoundland and Labrador | Municipal or another local authority | Municipal or another local authority | Continuous | Quarterly | Quarterly | 0 | 1135.8 | 111565 | 90 | 63 | 25 | 38 | 44 | 25 | 19 |  |  | Approved
25677 | 2022-Q2 | Town of Torbay | Outfall | Torbay | Newfoundland and Labrador | Municipal or another local authority | Municipal or another local authority | Continuous | Quarterly | Quarterly | 0 | 1135.8 | 97081 | 91 | 296 | 25 | 271 | 105 | 25 | 80 |  |  | Approved
25677 | 2022-Q3 | Town of Torbay | Outfall | Torbay | Newfoundland and Labrador | Municipal or another local authority | Municipal or another local authority | Continuous | Quarterly | Quarterly | 0 | 1135.8 | 90544 | 92 | 138 | 25 | 113 | 133 | 25 | 108 |  |  | Approved
25677 | 2022-Q4 | Town of Torbay | Outfall | Torbay | Newfoundland and Labrador | Municipal or another local authority | Municipal or another local authority | Continuous | Quarterly | Quarterly | 0 | 1135.8 | 66999 | 92 | 172 | 25 | 147 | 92 | 25 | 67 |  |  | Approved
25677 | 2023-Q1 | Town of Torbay - Sandy Hounsell CAO | Torbay Beach Outfall on Lower Street - Across the Street from 64 | Torbay | Newfoundland and Labrador | Municipal or another local authority | Municipal or another local authority | Continuous | Quarterly | Quarterly | 0 | 1003.3 | 89842 | 90 | 125 | 25 | 100 | 68 | 25 | 43 |  |  | Approved
25677 | 2023-Q2 | Town of Torbay - Sandy Hounsell CAO | Torbay Beach Outfall on Lower Street - Across the Street from 64 | Torbay | Newfoundland and Labrador | Municipal or another local authority | Municipal or another local authority | Continuous | Quarterly | Quarterly | 0 | 1003.3 | 62472 | 91 | 110 | 25 | 85 | 87 | 25 | 62 |  |  | Approved
25677 | 2023-Q3 | Town of Torbay - Sandy Hounsell CAO | Torbay Beach Outfall on Lower Street - Across the Street from 64 | Torbay | Newfoundland and Labrador | Municipal or another local authority | Municipal or another local authority | Continuous | Quarterly | Quarterly | 0 | 1003.3 | 87286 | 92 | 129 | 25 | 104 | 186 | 25 | 161 |  |  | Approved
25677 | 2023-Q4 | Town of Torbay - Sandy Hounsell CAO | Torbay Beach Outfall on Lower Street - Across the Street from 64 | Torbay | Newfoundland and Labrador | Municipal or another local authority | Municipal or another local authority | Continuous | Quarterly | Quarterly | 0 | 1003.3 | 95497 | 92 | 163 | 25 | 138 | 94 | 25 | 69 |  |  | Approved
25677 | 2024-Q1 | Town of Torbay - Sandy Hounsell CAO | Torbay Beach Outfall on Lower Street - Across the Street from 64 | Torbay | Newfoundland and Labrador | Municipal or another local authority | Municipal or another local authority | Continuous | Quarterly | Quarterly | 0 | 918.1 | 114723 | 91 | 257 | 25 | 232 | 77 | 25 | 52 |  |  | Approved
25677 | 2024-Q2 | Town of Torbay - Sandy Hounsell CAO | Torbay Beach Outfall on Lower Street - Across the Street from 64 | Torbay | Newfoundland and Labrador | Municipal or another local authority | Municipal or another local authority | Continuous | Quarterly | Quarterly | 0 | 918.1 | 539624 | 91 | 109 | 25 | 84 | 35 | 25 | 10 |  |  | Approved
25677 | 2024-Q3 | Town of Torbay - Sandy Hounsell CAO | Torbay Beach Outfall on Lower Street - Across the Street from 64 | Torbay | Newfoundland and Labrador | Municipal or another local authority | Municipal or another local authority | Continuous | Quarterly | Quarterly | 0 | 918.1 | 1 | 91 | 88 | 25 | 63 | 158 | 25 | 133 |  |  | Approved
25677 | 2024-Q4 | Town of Torbay - Sandy Hounsell CAO | Torbay Beach Outfall on Lower Street - Across the Street from 64 | Torbay | Newfoundland and Labrador | Municipal or another local authority | Municipal or another local authority | Continuous | Quarterly | Quarterly | 0 | 918.1 | 264776 | 92 | 108 | 25 | 83 | 68 | 25 | 43 |  |  | Approved
25929 | 2014-Q3 | Town of Springdale | Town Center Outfall | Springdale | Newfoundland and Labrador | Municipal or another local authority | Municipal or another local authority | Continuous | Quarterly | Quarterly | 0 | 649 | 20119 | 31 | 71.5 | 0 | 0 | 88.5 | 0 | 0 |  |  | Approved
25929 | 2014-Q4 | Town of Springdale | Town Center Outfall | Springdale | Newfoundland and Labrador | Municipal or another local authority | Municipal or another local authority | Continuous | Quarterly | Quarterly | 0 | 649 | 59708 | 92 | 58 | 0 | 0 | 70.6 | 0 | 0 |  |  | Approved
25929 | 2015-Q1 | Town of Springdale | Town Center Outfall | Springdale | Newfoundland and Labrador | Municipal or another local authority | Municipal or another local authority | Continuous | Quarterly | Quarterly | 0 | 649 | 59391 | 90 | 37 | 101 | -64 | 64.3 | 121 | -56.7 | End date - December 31, 2040 | Date d’échéance du 31 décembre 2040 | Approved
25929 | 2015-Q2 | Town of Springdale | Town Center Outfall | Springdale | Newfoundland and Labrador | Municipal or another local authority | Municipal or another local authority | Continuous | Quarterly | Quarterly | 0 | 649 | 57123 | 91 | 23.3 | 101 | -77.7 | 56.3 | 121 | -64.7 | End date - December 31, 2040 | Date d’échéance du 31 décembre 2040 | Approved
25929 | 2015-Q3 | Town of Springdale | Town Center Outfall | Springdale | Newfoundland and Labrador | Municipal or another local authority | Municipal or another local authority | Continuous | Quarterly | Quarterly | 0 | 649 | 54144 | 92 | 41.3 | 101 | -59.7 | 41.6 | 121 | -79.4 | End date - December 31, 2040 | Date d’échéance du 31 décembre 2040 | Approved
25929 | 2015-Q4 | Town of Springdale | Town Center Outfall | Springdale | Newfoundland and Labrador | Municipal or another local authority | Municipal or another local authority | Continuous | Quarterly | Quarterly | 0 | 649 | 20632.6 | 92 | 33.6 | 101 | -67.4 | 47.6 | 121 | -73.4 | End date - December 31, 2040 | Date d’échéance du 31 décembre 2040 | Approved
25929 | 2016-Q1 | Town of Springdale | Town Center Outfall | Springdale | Newfoundland and Labrador | Municipal or another local authority | Municipal or another local authority | Continuous | Quarterly | Quarterly | 0 | 524.1 | 51 | 91 | 176.6 | 101 | 75.6 | 383.3 | 121 | 262.3 | End date - December 31, 2040 | Date d’échéance du 31 décembre 2040 | Approved
25929 | 2016-Q2 | Town of Springdale | Town Center Outfall | Springdale | Newfoundland and Labrador | Municipal or another local authority | Municipal or another local authority | Continuous | Quarterly | Quarterly | 0 | 524.1 | 34775 | 91 | 67 | 101 | -34 | 132 | 121 | 11 | End date - December 31, 2040 | Date d’échéance du 31 décembre 2040 | Approved
25929 | 2016-Q3 | Town of Springdale | Town Center Outfall | Springdale | Newfoundland and Labrador | Municipal or another local authority | Municipal or another local authority | Continuous | Quarterly | Quarterly | 0 | 524.1 | 55791 | 92 | 37 | 101 | -64 | 46 | 121 | -75 | End date - December 31, 2040 | Date d’échéance du 31 décembre 2040 | Approved
25929 | 2016-Q4 | Town of Springdale | Town Center Outfall | Springdale | Newfoundland and Labrador | Municipal or another local authority | Municipal or another local authority | Continuous | Quarterly | Quarterly | 0 | 524.1 | 62001 | 92 | 54.6 | 101 | -46.4 | 89.3 | 121 | -31.7 | End date - December 31, 2040 | Date d’échéance du 31 décembre 2040 | Approved
25929 | 2017-Q1 | Town of Springdale | Town Center Outfall | Springdale | Newfoundland and Labrador | Municipal or another local authority | Municipal or another local authority | Continuous | Quarterly | Quarterly | 0 | 417 | 57780 | 90 | 61.6 | 101 | -39.4 | 121 | 121 | 0 | End date - December 31, 2040 | Date d’échéance du 31 décembre 2040 | Approved
25929 | 2017-Q2 | Town of Springdale | Town Center Outfall | Springdale | Newfoundland and Labrador | Municipal or another local authority | Municipal or another local authority | Continuous | Quarterly | Quarterly | 0 | 417 | 75351 | 91 | 37.6 | 101 | -63.4 | 36.3 | 121 | -84.7 | End date - December 31, 2040 | Date d’échéance du 31 décembre 2040 | Approved
25929 | 2017-Q3 | Town of Springdale | Town Center Outfall | Springdale | Newfoundland and Labrador | Municipal or another local authority | Municipal or another local authority | Continuous | Quarterly | Quarterly | 0 | 417 | 53259 | 92 | 36.6 | 101 | -64.4 | 72.6 | 121 | -48.4 | End date - December 31, 2040 | Date d’échéance du 31 décembre 2040 | Approved
25929 | 2017-Q4 | Town of Springdale | Town Center Outfall | Springdale | Newfoundland and Labrador | Municipal or another local authority | Municipal or another local authority | Continuous | Quarterly | Quarterly | 0 | 417 | 36240 | 92 | 82 | 101 | -19 | 134 | 121 | 13 | End date - December 31, 2040 | Date d’échéance du 31 décembre 2040 | Approved
25929 | 2018-Q1 | Town of Springdale | Town Center Outfall | Springdale | Newfoundland and Labrador | Municipal or another local authority | Municipal or another local authority | Continuous | Quarterly | Quarterly | 0 | 609.9 | 39116 | 90 | 31.3 | 101 | -69.7 | 68.3 | 121 | -52.7 | End date - December 31, 2040 | Date d’échéance du 31 décembre 2040 | Approved
25929 | 2018-Q2 | Town of Springdale | Town Center Outfall | Springdale | Newfoundland and Labrador | Municipal or another local authority | Municipal or another local authority | Continuous | Quarterly | Quarterly | 0 | 609.9 | 40213 | 91 | 28.6 | 101 | -72.4 | 67 | 121 | -54 | End date - December 31, 2040 | Date d’échéance du 31 décembre 2040 | Approved
25929 | 2018-Q3 | Town of Springdale | Town Center Outfall | Springdale | Newfoundland and Labrador | Municipal or another local authority | Municipal or another local authority | Continuous | Quarterly | Quarterly | 0 | 609.9 | 31678 | 92 | 24 | 101 | -77 | 60.5 | 121 | -60.5 | End date - December 31, 2040 | Date d’échéance du 31 décembre 2040 | Approved
25929 | 2018-Q4 | Town of Springdale | Town Center Outfall | Springdale | Newfoundland and Labrador | Municipal or another local authority | Municipal or another local authority | Continuous | Quarterly | Quarterly | 0 | 609.9 | 44139 | 92 | 45.5 | 101 | -55.5 | 90 | 121 | -31 | End date - December 31, 2040 | Date d’échéance du 31 décembre 2040 | Approved
25929 | 2019-Q1 | Town of Springdale | Town Center Outfall | Springdale | Newfoundland and Labrador | Municipal or another local authority | Municipal or another local authority | Continuous | Quarterly | Quarterly | 0 | 425.1 | 40525.5 | 90 | 16 | 101 | -85 | 57.6 | 121 | -63.4 | End date - December 31, 2040 | Date d’échéance du 31 décembre 2040 | Approved
25929 | 2019-Q2 | Town of Springdale | Town Center Outfall | Springdale | Newfoundland and Labrador | Municipal or another local authority | Municipal or another local authority | Continuous | Quarterly | Quarterly | 0 | 425.1 | 35826 | 91 | 45 | 101 | -56 | 107 | 121 | -14 | End date - December 31, 2040 | Date d’échéance du 31 décembre 2040 | Approved
25929 | 2019-Q3 | Town of Springdale | Town Center Outfall | Springdale | Newfoundland and Labrador | Municipal or another local authority | Municipal or another local authority | Continuous | Quarterly | Quarterly | 0 | 425.1 | 40721 | 92 | 54 | 101 | -47 | 125 | 121 | 4 | End date - December 31, 2040 | Date d’échéance du 31 décembre 2040 | Approved
25929 | 2019-Q4 | Town of Springdale | Town Center Outfall | Springdale | Newfoundland and Labrador | Municipal or another local authority | Municipal or another local authority | Continuous | Quarterly | Quarterly | 0 | 425.1 | 54426 | 92 | 84 | 101 | -17 | 153 | 121 | 32 | End date - December 31, 2040 | Date d’échéance du 31 décembre 2040 | Approved
25929 | 2020-Q1 | Town of Springdale | Town Center Outfall | Springdale | Newfoundland and Labrador | Municipal or another local authority | Municipal or another local authority | Continuous | Quarterly | Quarterly | 0 | 469.9 | 55237 | 91 | 120 | 101 | 19 | 90 | 121 | -31 | End date - December 31, 2040 | Date d’échéance du 31 décembre 2040 | Approved
25929 | 2020-Q2 | Town of Springdale | Town Center Outfall | Springdale | Newfoundland and Labrador | Municipal or another local authority | Municipal or another local authority | Continuous | Quarterly | Quarterly | 0 | 469.9 | 62335 | 91 | 109 | 101 | 8 | 117 | 121 | -4 | End date - December 31, 2040 | Date d’échéance du 31 décembre 2040 | Approved
25929 | 2020-Q3 | Town of Springdale | Town Center Outfall | Springdale | Newfoundland and Labrador | Municipal or another local authority | Municipal or another local authority | Continuous | Quarterly | Quarterly | 0 | 469.9 | 72316 | 92 | 154 | 101 | 53 | 113 | 121 | -8 | End date - December 31, 2040 | Date d’échéance du 31 décembre 2040 | Approved
25929 | 2020-Q4 | Town of Springdale | Town Center Outfall | Springdale | Newfoundland and Labrador | Municipal or another local authority | Municipal or another local authority | Continuous | Quarterly | Quarterly | 0 | 469.9 | 83141 | 92 | 104 | 101 | 3 | 115 | 121 | -6 | End date - December 31, 2040 | Date d’échéance du 31 décembre 2040 | Approved
25929 | 2021-Q1 | Town of Springdale | Town Center Outfall | Springdale | Newfoundland and Labrador | Municipal or another local authority | Municipal or another local authority | Continuous | Quarterly | Quarterly | 0 | 746 | 77251 | 90 | 134 | 101 | 33 | 107 | 121 | -14 | End date - December 31, 2040 | Date d’échéance du 31 décembre 2040 | Approved
25929 | 2021-Q2 | Town of Springdale | Town Center Outfall | Springdale | Newfoundland and Labrador | Municipal or another local authority | Municipal or another local authority | Continuous | Quarterly | Quarterly | 0 | 746 | 60078 | 91 | 156 | 101 | 55 | 91 | 121 | -30 | End date - December 31, 2040 | Date d’échéance du 31 décembre 2040 | Approved
25929 | 2021-Q3 | Town of Springdale | Town Center Outfall | Springdale | Newfoundland and Labrador | Municipal or another local authority | Municipal or another local authority | Continuous | Quarterly | Quarterly | 0 | 746 | 87271 | 92 | 166 | 101 | 65 | 206 | 121 | 85 | End date - December 31, 2040 | Date d’échéance du 31 décembre 2040 | Approved
25929 | 2021-Q4 | Town of Springdale | Town Center Outfall | Springdale | Newfoundland and Labrador | Municipal or another local authority | Municipal or another local authority | Continuous | Quarterly | Quarterly | 0 | 746 | 135647 | 92 | 139 | 101 | 38 | 570 | 121 | 449 | End date - December 31, 2040 | Date d’échéance du 31 décembre 2040 | Approved
25929 | 2022-Q1 | Town of Springdale | Town Center Outfall | Springdale | Newfoundland and Labrador | Municipal or another local authority | Municipal or another local authority | Continuous | Quarterly | Quarterly | 0 | 987 | 151917 | 90 | 144 | 101 | 43 | 130 | 121 | 9 | End date - December 31, 2040 | Date d’échéance du 31 décembre 2040 | Approved
25929 | 2022-Q2 | Town of Springdale | Town Center Outfall | Springdale | Newfoundland and Labrador | Municipal or another local authority | Municipal or another local authority | Continuous | Quarterly | Quarterly | 0 | 987 | 118106 | 91 | 172 | 101 | 71 | 188 | 121 | 67 | End date - December 31, 2040 | Date d’échéance du 31 décembre 2040 | Approved
25929 | 2022-Q3 | Town of Springdale | Town Center Outfall | Springdale | Newfoundland and Labrador | Municipal or another local authority | Municipal or another local authority | Continuous | Quarterly | Quarterly | 0 | 987 | 102446 | 92 | 161 | 101 | 60 | 185 | 121 | 64 | End date - December 31, 2040 | Date d’échéance du 31 décembre 2040 | Approved
25929 | 2022-Q4 | Town of Springdale | Town Center Outfall | Springdale | Newfoundland and Labrador | Municipal or another local authority | Municipal or another local authority | Continuous | Quarterly | Quarterly | 0 | 987 | 119804 | 92 | 131 | 101 | 30 | 159 | 121 | 38 | End date - December 31, 2040 | Date d’échéance du 31 décembre 2040 | Approved
25929 | 2023-Q1 | Town of Springdale | Town Center Outfall | Springdale | Newfoundland and Labrador | Municipal or another local authority | Municipal or another local authority | Continuous | Quarterly | Quarterly | 0 | 1348.7 | 108873 | 90 | 136 | 101 | 35 | 130 | 121 | 9 | End date - December 31, 2030 | Date d’échéance du 31 décembre 2030 | Approved
25929 | 2023-Q2 | Town of Springdale | Town Center Outfall | Springdale | Newfoundland and Labrador | Municipal or another local authority | Municipal or another local authority | Continuous | Quarterly | Quarterly | 0 | 1348.7 | 108064 | 91 | 69 | 101 | -32 | 87 | 121 | -34 | End date - December 31, 2030 | Date d’échéance du 31 décembre 2030 | Approved
25929 | 2023-Q3 | Town of Springdale | Town Center Outfall | Springdale | Newfoundland and Labrador | Municipal or another local authority | Municipal or another local authority | Continuous | Quarterly | Quarterly | 0 | 1348.7 | 94746 | 92 | 110 | 101 | 9 | 132 | 121 | 11 | End date - December 31, 2030 | Date d’échéance du 31 décembre 2030 | Approved
25929 | 2023-Q4 | Town of Springdale | Town Center Outfall | Springdale | Newfoundland and Labrador | Municipal or another local authority | Municipal or another local authority | Continuous | Quarterly | Quarterly | 0 | 1348.7 | 89495 | 92 | 126 | 101 | 25 | 117 | 121 | -4 | End date - December 31, 2030 | Date d’échéance du 31 décembre 2030 | Approved
25929 | 2024-annuel/annual | Town of Springdale | Town Center Outfall | Springdale | Newfoundland and Labrador | Municipal or another local authority | Municipal or another local authority | Continuous | Annually | Annually | 0 | 1099.1 | 339124 | 366 | 108 | 101 | 7 | 109 | 121 | -12 | End date - December 31, 2040 | Date d’échéance du 31 décembre 2040 | Approved
25930 | 2014-Q3 | Town of Springdale | Island Rock Cove Outfall | Springdale | Newfoundland and Labrador | Municipal or another local authority | Municipal or another local authority | Continuous | Quarterly | Quarterly | 0 | 112 | 3472 | 31 | 82.5 | 0 | 0 | 103 | 0 | 0 |  |  | Approved
25930 | 2014-Q4 | Town of Springdale | Island Rock Cove Outfall | Springdale | Newfoundland and Labrador | Municipal or another local authority | Municipal or another local authority | Continuous | Quarterly | Quarterly | 0 | 112 | 10304 | 92 | 37.6 | 0 | 0 | 67 | 0 | 0 |  |  | Approved
25930 | 2015-Q1 | Town of Springdale | Island Rock Cove Outfall | Springdale | Newfoundland and Labrador | Municipal or another local authority | Municipal or another local authority | Continuous | Quarterly | Quarterly | 0 | 112 | 46458.9 | 90 | 110 | 138 | -28 | 155.6 | 175 | -19.4 | End date - December 31, 2030 | Date d’échéance du 31 décembre 2030 | Approved
25930 | 2015-Q2 | Town of Springdale | Island Rock Cove Outfall | Springdale | Newfoundland and Labrador | Municipal or another local authority | Municipal or another local authority | Continuous | Quarterly | Quarterly | 0 | 112 | 12811 | 91 | 65.6 | 138 | -72.4 | 65.3 | 175 | -109.7 | End date - December 31, 2030 | Date d’échéance du 31 décembre 2030 | Approved
25930 | 2015-Q3 | Town of Springdale | Island Rock Cove Outfall | Springdale | Newfoundland and Labrador | Municipal or another local authority | Municipal or another local authority | Continuous | Quarterly | Quarterly | 0 | 112 | 26502 | 92 | 50.8 | 138 | -87.2 | 64.5 | 175 | -110.5 | End date - December 31, 2030 | Date d’échéance du 31 décembre 2030 | Approved
25930 | 2015-Q4 | Town of Springdale | Island Rock Cove Outfall | Springdale | Newfoundland and Labrador | Municipal or another local authority | Municipal or another local authority | Continuous | Quarterly | Quarterly | 0 | 112 | 11882.8 | 92 | 24.3 | 138 | -113.7 | 38.3 | 175 | -136.7 | End date - December 31, 2030 | Date d’échéance du 31 décembre 2030 | Approved
25930 | 2016-Q1 | Town of Springdale | Island Rock Cove Outfall | Springdale | Newfoundland and Labrador | Municipal or another local authority | Municipal or another local authority | Continuous | Quarterly | Quarterly | 0 | 267.5 | 5422 | 91 | 52 | 138 | -86 | 99.3 | 175 | -75.7 | End date - December 31, 2030 | Date d’échéance du 31 décembre 2030 | Approved
25930 | 2016-Q2 | Town of Springdale | Island Rock Cove Outfall | Springdale | Newfoundland and Labrador | Municipal or another local authority | Municipal or another local authority | Continuous | Quarterly | Quarterly | 0 | 267.5 | 11477 | 91 | 37 | 138 | -101 | 59 | 175 | -116 | End date - December 31, 2030 | Date d’échéance du 31 décembre 2030 | Approved
25930 | 2016-Q3 | Town of Springdale | Island Rock Cove Outfall | Springdale | Newfoundland and Labrador | Municipal or another local authority | Municipal or another local authority | Continuous | Quarterly | Quarterly | 0 | 267.5 | 13673 | 92 | 83 | 138 | -55 | 99 | 175 | -76 | End date - December 31, 2030 | Date d’échéance du 31 décembre 2030 | Approved
25930 | 2016-Q4 | Town of Springdale | Island Rock Cove Outfall | Springdale | Newfoundland and Labrador | Municipal or another local authority | Municipal or another local authority | Continuous | Quarterly | Quarterly | 0 | 267.5 | 11915 | 92 | 32.3 | 138 | -105.7 | 25 | 175 | -150 | End date - December 31, 2030 | Date d’échéance du 31 décembre 2030 | Approved
25930 | 2017-Q1 | Town of Springdale | Island Rock Cove Outfall | Springdale | Newfoundland and Labrador | Municipal or another local authority | Municipal or another local authority | Continuous | Quarterly | Quarterly | 0 | 116.1 | 15660 | 90 | 183 | 138 | 45 | 239.6 | 175 | 64.6 | End date - December 31, 2030 | Date d’échéance du 31 décembre 2030 | Approved
25930 | 2017-Q2 | Town of Springdale | Island Rock Cove Outfall | Springdale | Newfoundland and Labrador | Municipal or another local authority | Municipal or another local authority | Continuous | Quarterly | Quarterly | 0 | 116.1 | 25938 | 91 | 40 | 138 | -98 | 48 | 175 | -127 | End date - December 31, 2030 | Date d’échéance du 31 décembre 2030 | Approved
25930 | 2017-Q3 | Town of Springdale | Island Rock Cove Outfall | Springdale | Newfoundland and Labrador | Municipal or another local authority | Municipal or another local authority | Continuous | Quarterly | Quarterly | 0 | 116.1 | 22588 | 92 | 66 | 138 | -72 | 73 | 175 | -102 | End date - December 31, 2030 | Date d’échéance du 31 décembre 2030 | Approved
25930 | 2017-Q4 | Town of Springdale | Island Rock Cove Outfall | Springdale | Newfoundland and Labrador | Municipal or another local authority | Municipal or another local authority | Continuous | Quarterly | Quarterly | 0 | 116.1 | 27793 | 92 | 57 | 138 | -81 | 64.3 | 175 | -110.7 | End date - December 31, 2030 | Date d’échéance du 31 décembre 2030 | Approved
25930 | 2018-Q1 | Town of Springdale | Island Rock Cove Outfall | Springdale | Newfoundland and Labrador | Municipal or another local authority | Municipal or another local authority | Continuous | Quarterly | Quarterly | 0 | 252 | 26425 | 90 | 83.6 | 138 | -54.4 | 104.3 | 175 | -70.7 | End date - December 31, 2030 | Date d’échéance du 31 décembre 2030 | Approved
25930 | 2018-Q2 | Town of Springdale | Island Rock Cove Outfall | Springdale | Newfoundland and Labrador | Municipal or another local authority | Municipal or another local authority | Continuous | Quarterly | Quarterly | 0 | 252 | 28672 | 91 | 51 | 138 | -87 | 118.3 | 175 | -56.7 | End date - December 31, 2030 | Date d’échéance du 31 décembre 2030 | Approved
25930 | 2018-Q3 | Town of Springdale | Island Rock Cove Outfall | Springdale | Newfoundland and Labrador | Municipal or another local authority | Municipal or another local authority | Continuous | Quarterly | Quarterly | 0 | 252 | 14676 | 92 | 23.5 | 138 | -114.5 | 136.5 | 175 | -38.5 | End date - December 31, 2030 | Date d’échéance du 31 décembre 2030 | Approved
25930 | 2018-Q4 | Town of Springdale | Island Rock Cove Outfall | Springdale | Newfoundland and Labrador | Municipal or another local authority | Municipal or another local authority | Continuous | Quarterly | Quarterly | 0 | 252 | 28445.7 | 92 | 137.6 | 138 | -0.4 | 62.6 | 175 | -112.4 | End date - December 31, 2030 | Date d’échéance du 31 décembre 2030 | Approved
25930 | 2019-Q1 | Town of Springdale | Island Rock Cove Outfall | Springdale | Newfoundland and Labrador | Municipal or another local authority | Municipal or another local authority | Continuous | Quarterly | Quarterly | 0 | 269.1 | 19098.9 | 90 | 6.3 | 138 | -131.7 | 43 | 175 | -132 | End date - December 31, 2030 | Date d’échéance du 31 décembre 2030 | Approved
25930 | 2019-Q2 | Town of Springdale | Island Rock Cove Outfall | Springdale | Newfoundland and Labrador | Municipal or another local authority | Municipal or another local authority | Continuous | Quarterly | Quarterly | 0 | 269.1 | 26010 | 91 | 38 | 138 | -100 | 85 | 175 | -90 | End date - December 31, 2030 | Date d’échéance du 31 décembre 2030 | Approved
25930 | 2019-Q3 | Town of Springdale | Island Rock Cove Outfall | Springdale | Newfoundland and Labrador | Municipal or another local authority | Municipal or another local authority | Continuous | Quarterly | Quarterly | 0 | 269.1 | 25009 | 92 | 46 | 138 | -92 | 126 | 175 | -49 | End date - December 31, 2030 | Date d’échéance du 31 décembre 2030 | Approved
25930 | 2019-Q4 | Town of Springdale | Island Rock Cove Outfall | Springdale | Newfoundland and Labrador | Municipal or another local authority | Municipal or another local authority | Continuous | Quarterly | Quarterly | 0 | 269.1 | 34214 | 92 | 109 | 138 | -29 | 77 | 175 | -98 | End date - December 31, 2030 | Date d’échéance du 31 décembre 2030 | Approved
25930 | 2020-Q1 | Town of Springdale | Island Rock Cove Outfall | Springdale | Newfoundland and Labrador | Municipal or another local authority | Municipal or another local authority | Continuous | Quarterly | Quarterly | 0 | 285.8 | 23933 | 91 | 113 | 138 | -25 | 110 | 175 | -65 | End date - December 31, 2030 | Date d’échéance du 31 décembre 2030 | Approved
25930 | 2020-Q2 | Town of Springdale | Island Rock Cove Outfall | Springdale | Newfoundland and Labrador | Municipal or another local authority | Municipal or another local authority | Continuous | Quarterly | Quarterly | 0 | 285.8 | 35581 | 91 | 69 | 138 | -69 | 62 | 175 | -113 | End date - December 31, 2030 | Date d’échéance du 31 décembre 2030 | Approved
25930 | 2020-Q3 | Town of Springdale | Island Rock Cove Outfall | Springdale | Newfoundland and Labrador | Municipal or another local authority | Municipal or another local authority | Continuous | Quarterly | Quarterly | 0 | 285.8 | 20916 | 92 | 132 | 138 | -6 | 110 | 175 | -65 | End date - December 31, 2030 | Date d’échéance du 31 décembre 2030 | Approved
25930 | 2020-Q4 | Town of Springdale | Island Rock Cove Outfall | Springdale | Newfoundland and Labrador | Municipal or another local authority | Municipal or another local authority | Continuous | Quarterly | Quarterly | 0 | 285.8 | 22795 | 92 | 93 | 138 | -45 | 192 | 175 | 17 | End date - December 31, 2030 | Date d’échéance du 31 décembre 2030 | Approved
25930 | 2021-Q1 | Town of Springdale | Island Rock Cove Outfall | Springdale | Newfoundland and Labrador | Municipal or another local authority | Municipal or another local authority | Continuous | Quarterly | Quarterly | 0 | 282 | 18283 | 90 | 135 | 138 | -3 | 72 | 175 | -103 | End date - December 31, 2030 | Date d’échéance du 31 décembre 2030 | Approved
25930 | 2021-Q2 | Town of Springdale | Island Rock Cove Outfall | Springdale | Newfoundland and Labrador | Municipal or another local authority | Municipal or another local authority | Continuous | Quarterly | Quarterly | 0 | 282 | 20552 | 91 | 104 | 138 | -34 | 80 | 175 | -95 | End date - December 31, 2030 | Date d’échéance du 31 décembre 2030 | Approved
25930 | 2021-Q3 | Town of Springdale | Island Rock Cove Outfall | Springdale | Newfoundland and Labrador | Municipal or another local authority | Municipal or another local authority | Continuous | Quarterly | Quarterly | 0 | 282 | 15143 | 92 | 165 | 138 | 27 | 97 | 175 | -78 | End date - December 31, 2030 | Date d’échéance du 31 décembre 2030 | Approved
25930 | 2021-Q4 | Town of Springdale | Island Rock Cove Outfall | Springdale | Newfoundland and Labrador | Municipal or another local authority | Municipal or another local authority | Continuous | Quarterly | Quarterly | 0 | 282 | 20647 | 92 | 135 | 138 | -3 | 104 | 175 | -71 | End date - December 31, 2030 | Date d’échéance du 31 décembre 2030 | Approved
25930 | 2022-Q1 | Town of Springdale | Island Rock Cove Outfall | Springdale | Newfoundland and Labrador | Municipal or another local authority | Municipal or another local authority | Continuous | Quarterly | Quarterly | 0 | 204.5 | 24482 | 90 | 139 | 138 | 1 | 87 | 175 | -88 | End date - December 31, 2030 | Date d’échéance du 31 décembre 2030 | Approved
25930 | 2022-Q2 | Town of Springdale | Island Rock Cove Outfall | Springdale | Newfoundland and Labrador | Municipal or another local authority | Municipal or another local authority | Continuous | Quarterly | Quarterly | 0 | 204.5 | 22006 | 91 | 40 | 138 | -98 | 57 | 175 | -118 | End date - December 31, 2030 | Date d’échéance du 31 décembre 2030 | Approved
25930 | 2022-Q3 | Town of Springdale | Island Rock Cove Outfall | Springdale | Newfoundland and Labrador | Municipal or another local authority | Municipal or another local authority | Continuous | Quarterly | Quarterly | 0 | 204.5 | 14285 | 92 | 131 | 138 | -7 | 72 | 175 | -103 | End date - December 31, 2030 | Date d’échéance du 31 décembre 2030 | Approved
25930 | 2022-Q4 | Town of Springdale | Island Rock Cove Outfall | Springdale | Newfoundland and Labrador | Municipal or another local authority | Municipal or another local authority | Continuous | Quarterly | Quarterly | 0 | 204.5 | 16026 | 92 | 90 | 138 | -48 | 86 | 175 | -89 | End date - December 31, 2030 | Date d’échéance du 31 décembre 2030 | Approved
25930 | 2023-Q1 | Town of Springdale | Island Rock Cove Outfall | Springdale | Newfoundland and Labrador | Municipal or another local authority | Municipal or another local authority | Continuous | Quarterly | Quarterly | 0 | 210.4 | 15291 | 90 | 74 | 138 | -64 | 73 | 175 | -102 | End date - December 31, 2030 | Date d’échéance du 31 décembre 2030 | Approved
25930 | 2023-Q2 | Town of Springdale | Island Rock Cove Outfall | Springdale | Newfoundland and Labrador | Municipal or another local authority | Municipal or another local authority | Continuous | Quarterly | Quarterly | 0 | 210.4 | 20490 | 91 | 64 | 138 | -74 | 87 | 175 | -88 | End date - December 31, 2030 | Date d’échéance du 31 décembre 2030 | Approved
25930 | 2023-Q3 | Town of Springdale | Island Rock Cove Outfall | Springdale | Newfoundland and Labrador | Municipal or another local authority | Municipal or another local authority | Continuous | Quarterly | Quarterly | 0 | 210.4 | 13326 | 92 | 75 | 138 | -63 | 95 | 175 | -80 | End date - December 31, 2030 | Date d’échéance du 31 décembre 2030 | Approved
25930 | 2023-Q4 | Town of Springdale | Island Rock Cove Outfall | Springdale | Newfoundland and Labrador | Municipal or another local authority | Municipal or another local authority | Continuous | Quarterly | Quarterly | 0 | 210.4 | 26091 | 92 | 155 | 138 | 17 | 170 | 175 | -5 | End date - December 31, 2030 | Date d’échéance du 31 décembre 2030 | Approved
25930 | 2024-annuel/annual | Town of Springdale | Island Rock Cove Outfall | Springdale | Newfoundland and Labrador | Municipal or another local authority | Municipal or another local authority | Continuous | Annually | Annually | 0 | 206 | 147189 | 366 | 63 | 138 | -75 | 114 | 175 | -61 | End date - December 31, 2030 | Date d’échéance du 31 décembre 2030 | Approved
25931 | 2014-Q3 | Town of Springdale | Hospital Outfall | Springdale | Newfoundland and Labrador | Municipal or another local authority | Municipal or another local authority | Continuous | Quarterly | Quarterly | 0 | 100 | 3100 | 31 | 65 | 0 | 0 | 64 | 0 | 0 |  |  | Approved
25931 | 2014-Q4 | Town of Springdale | Hospital Outfall | Springdale | Newfoundland and Labrador | Municipal or another local authority | Municipal or another local authority | Continuous | Quarterly | Quarterly | 0 | 100 | 9200 | 92 | 88.3 | 0 | 0 | 85.6 | 0 | 0 |  |  | Approved
25931 | 2015-Q1 | Town of Springdale | Hospital Outfall | Springdale | Newfoundland and Labrador | Municipal or another local authority | Municipal or another local authority | Continuous | Quarterly | Quarterly | 0 | 100 | 9171 | 90 | 88 | 213 | -125 | 92.6 | 125 | -32.4 | End date - December 31, 2030 | Date d’échéance du 31 décembre 2030 | Approved
25931 | 2015-Q2 | Town of Springdale | Hospital Outfall | Springdale | Newfoundland and Labrador | Municipal or another local authority | Municipal or another local authority | Continuous | Quarterly | Quarterly | 0 | 100 | 15463 | 91 | 60.6 | 213 | -152.4 | 68.6 | 125 | -56.4 | End date - December 31, 2030 | Date d’échéance du 31 décembre 2030 | Approved
25931 | 2015-Q3 | Town of Springdale | Hospital Outfall | Springdale | Newfoundland and Labrador | Municipal or another local authority | Municipal or another local authority | Continuous | Quarterly | Quarterly | 0 | 100 | 4619 | 92 | 21.5 | 213 | -191.5 | 25 | 125 | -100 | End date - December 31, 2030 | Date d’échéance du 31 décembre 2030 | Approved
25931 | 2015-Q4 | Town of Springdale | Hospital Outfall | Springdale | Newfoundland and Labrador | Municipal or another local authority | Municipal or another local authority | Continuous | Quarterly | Quarterly | 0 | 100 | 26000.2 | 92 | 66 | 213 | -147 | 28.6 | 125 | -96.4 | End date - December 31, 2030 | Date d’échéance du 31 décembre 2030 | Approved
25931 | 2016-Q1 | Town of Springdale | Hospital Outfall | Springdale | Newfoundland and Labrador | Municipal or another local authority | Municipal or another local authority | Continuous | Quarterly | Quarterly | 0 | 151.4 | 35 | 91 | 77 | 213 | -136 | 113.6 | 125 | -11.4 | End date - December 31, 2030 | Date d’échéance du 31 décembre 2030 | Approved
25931 | 2016-Q2 | Town of Springdale | Hospital Outfall | Springdale | Newfoundland and Labrador | Municipal or another local authority | Municipal or another local authority | Continuous | Quarterly | Quarterly | 0 | 151.4 | 4384 | 91 | 33 | 213 | -180 | 35 | 125 | -90 | End date - December 31, 2030 | Date d’échéance du 31 décembre 2030 | Approved
25931 | 2016-Q3 | Town of Springdale | Hospital Outfall | Springdale | Newfoundland and Labrador | Municipal or another local authority | Municipal or another local authority | Continuous | Quarterly | Quarterly | 0 | 151.4 | 4891 | 92 | 24 | 213 | -189 | 19 | 125 | -106 | End date - December 31, 2030 | Date d’échéance du 31 décembre 2030 | Approved
25931 | 2016-Q4 | Town of Springdale | Hospital Outfall | Springdale | Newfoundland and Labrador | Municipal or another local authority | Municipal or another local authority | Continuous | Quarterly | Quarterly | 0 | 151.4 | 20529 | 92 | 33 | 213 | -180 | 47.3 | 125 | -77.7 | End date - December 31, 2030 | Date d’échéance du 31 décembre 2030 | Approved
25931 | 2017-Q1 | Town of Springdale | Hospital Outfall | Springdale | Newfoundland and Labrador | Municipal or another local authority | Municipal or another local authority | Continuous | Quarterly | Quarterly | 0 | 81.5 | 50850 | 90 | 162.3 | 213 | -50.7 | 611 | 125 | 486 | End date - December 31, 2030 | Date d’échéance du 31 décembre 2030 | Approved
25931 | 2017-Q2 | Town of Springdale | Hospital Outfall | Springdale | Newfoundland and Labrador | Municipal or another local authority | Municipal or another local authority | Continuous | Quarterly | Quarterly | 0 | 81.5 | 17365 | 91 | 130 | 213 | -83 | 95 | 125 | -30 | End date - December 31, 2030 | Date d’échéance du 31 décembre 2030 | Approved
25931 | 2017-Q3 | Town of Springdale | Hospital Outfall | Springdale | Newfoundland and Labrador | Municipal or another local authority | Municipal or another local authority | Continuous | Quarterly | Quarterly | 0 | 81.5 | 5193 | 92 | 45.6 | 213 | -167.4 | 63.7 | 125 | -61.3 | End date - December 31, 2030 | Date d’échéance du 31 décembre 2030 | Approved
25931 | 2017-Q4 | Town of Springdale | Hospital Outfall | Springdale | Newfoundland and Labrador | Municipal or another local authority | Municipal or another local authority | Continuous | Quarterly | Quarterly | 0 | 81.5 | 11103 | 92 | 39 | 213 | -174 | 101.6 | 125 | -23.4 | End date - December 31, 2030 | Date d’échéance du 31 décembre 2030 | Approved
25931 | 2018-Q1 | Town of Springdale | Hospital Outfall | Springdale | Newfoundland and Labrador | Municipal or another local authority | Municipal or another local authority | Continuous | Quarterly | Quarterly | 0 | 231.5 | 11371 | 90 | 54 | 213 | -159 | 56 | 125 | -69 | End date - December 31, 2030 | Date d’échéance du 31 décembre 2030 | Approved
25931 | 2018-Q2 | Town of Springdale | Hospital Outfall | Springdale | Newfoundland and Labrador | Municipal or another local authority | Municipal or another local authority | Continuous | Quarterly | Quarterly | 0 | 231.5 | 17895 | 91 | 70.6 | 213 | -142.4 | 58 | 125 | -67 | End date - December 31, 2030 | Date d’échéance du 31 décembre 2030 | Approved
25931 | 2018-Q3 | Town of Springdale | Hospital Outfall | Springdale | Newfoundland and Labrador | Municipal or another local authority | Municipal or another local authority | Continuous | Quarterly | Quarterly | 0 | 231.5 | 6019 | 92 | 37 | 213 | -176 | 128.5 | 125 | 3.5 | End date - December 31, 2030 | Date d’échéance du 31 décembre 2030 | Approved
25931 | 2018-Q4 | Town of Springdale | Hospital Outfall | Springdale | Newfoundland and Labrador | Municipal or another local authority | Municipal or another local authority | Continuous | Quarterly | Quarterly | 0 | 231.5 | 8948.4 | 92 | 60.6 | 213 | -152.4 | 47.6 | 125 | -77.4 | End date - December 31, 2030 | Date d’échéance du 31 décembre 2030 | Approved
25931 | 2019-Q1 | Town of Springdale | Hospital Outfall | Springdale | Newfoundland and Labrador | Municipal or another local authority | Municipal or another local authority | Continuous | Quarterly | Quarterly | 0 | 121.2 | 17501.5 | 90 | 9.6 | 213 | -203.4 | 30.3 | 125 | -94.7 | End date - December 31, 2030 | Date d’échéance du 31 décembre 2030 | Approved
25931 | 2019-Q2 | Town of Springdale | Hospital Outfall | Springdale | Newfoundland and Labrador | Municipal or another local authority | Municipal or another local authority | Continuous | Quarterly | Quarterly | 0 | 121.2 | 8025 | 91 | 33 | 213 | -180 | 71 | 125 | -54 | End date - December 31, 2030 | Date d’échéance du 31 décembre 2030 | Approved
25931 | 2019-Q3 | Town of Springdale | Hospital Outfall | Springdale | Newfoundland and Labrador | Municipal or another local authority | Municipal or another local authority | Continuous | Quarterly | Quarterly | 0 | 121.2 | 7592 | 92 | 98 | 213 | -115 | 76 | 125 | -49 | End date - December 31, 2030 | Date d’échéance du 31 décembre 2030 | Approved
25931 | 2019-Q4 | Town of Springdale | Hospital Outfall | Springdale | Newfoundland and Labrador | Municipal or another local authority | Municipal or another local authority | Continuous | Quarterly | Quarterly | 0 | 121.2 | 9126 | 92 | 94 | 213 | -119 | 88 | 125 | -37 | End date - December 31, 2030 | Date d’échéance du 31 décembre 2030 | Approved
25931 | 2020-Q1 | Town of Springdale | Hospital Outfall | Springdale | Newfoundland and Labrador | Municipal or another local authority | Municipal or another local authority | Continuous | Quarterly | Quarterly | 0 | 115.7 | 7826 | 91 | 98 | 213 | -115 | 113 | 125 | -12 | End date - December 31, 2030 | Date d’échéance du 31 décembre 2030 | Approved
25931 | 2020-Q2 | Town of Springdale | Hospital Outfall | Springdale | Newfoundland and Labrador | Municipal or another local authority | Municipal or another local authority | Continuous | Quarterly | Quarterly | 0 | 115.7 | 13104 | 91 | 137 | 213 | -76 | 57 | 125 | -68 | End date - December 31, 2030 | Date d’échéance du 31 décembre 2030 | Approved
25931 | 2020-Q3 | Town of Springdale | Hospital Outfall | Springdale | Newfoundland and Labrador | Municipal or another local authority | Municipal or another local authority | Continuous | Quarterly | Quarterly | 0 | 115.7 | 17502 | 92 | 141 | 213 | -72 | 119 | 125 | -6 | End date - December 31, 2030 | Date d’échéance du 31 décembre 2030 | Approved
25931 | 2020-Q4 | Town of Springdale | Hospital Outfall | Springdale | Newfoundland and Labrador | Municipal or another local authority | Municipal or another local authority | Continuous | Quarterly | Quarterly | 0 | 115.7 | 25558 | 92 | 67 | 213 | -146 | 19 | 125 | -106 | End date - December 31, 2030 | Date d’échéance du 31 décembre 2030 | Approved
25931 | 2021-Q1 | Town of Springdale | Hospital Outfall | Springdale | Newfoundland and Labrador | Municipal or another local authority | Municipal or another local authority | Continuous | Quarterly | Quarterly | 0 | 174.8 | 27486 | 90 | 149 | 213 | -64 | 142 | 125 | 17 | End date - December 31, 2030 | Date d’échéance du 31 décembre 2030 | Approved
25931 | 2021-Q2 | Town of Springdale | Hospital Outfall | Springdale | Newfoundland and Labrador | Municipal or another local authority | Municipal or another local authority | Continuous | Quarterly | Quarterly | 0 | 174.8 | 29099 | 91 | 71 | 213 | -142 | 42 | 125 | -83 | End date - December 31, 2030 | Date d’échéance du 31 décembre 2030 | Approved
25931 | 2021-Q3 | Town of Springdale | Hospital Outfall | Springdale | Newfoundland and Labrador | Municipal or another local authority | Municipal or another local authority | Continuous | Quarterly | Quarterly | 0 | 174.8 | 5373 | 92 | 229 | 213 | 16 | 179 | 125 | 54 | End date - December 31, 2030 | Date d’échéance du 31 décembre 2030 | Approved
25931 | 2021-Q4 | Town of Springdale | Hospital Outfall | Springdale | Newfoundland and Labrador | Municipal or another local authority | Municipal or another local authority | Continuous | Quarterly | Quarterly | 0 | 174.8 | 14637 | 92 | 42 | 213 | -171 | 18 | 125 | -107 | End date - December 31, 2030 | Date d’échéance du 31 décembre 2030 | Approved
25931 | 2022-Q1 | Town of Springdale | Hospital Outfall | Springdale | Newfoundland and Labrador | Municipal or another local authority | Municipal or another local authority | Continuous | Quarterly | Quarterly | 0 | 209.8 | 30107 | 90 | 79 | 213 | -134 | 81 | 125 | -44 | End date - December 31, 2030 | Date d’échéance du 31 décembre 2030 | Approved
25931 | 2022-Q2 | Town of Springdale | Hospital Outfall | Springdale | Newfoundland and Labrador | Municipal or another local authority | Municipal or another local authority | Continuous | Quarterly | Quarterly | 0 | 209.8 | 31168 | 91 | 87 | 213 | -126 | 32 | 125 | -93 | End date - December 31, 2030 | Date d’échéance du 31 décembre 2030 | Approved
25931 | 2022-Q3 | Town of Springdale | Hospital Outfall | Springdale | Newfoundland and Labrador | Municipal or another local authority | Municipal or another local authority | Continuous | Quarterly | Quarterly | 0 | 209.8 | 17986 | 92 | 148 | 213 | -65 | 349 | 125 | 224 | End date - December 31, 2030 | Date d’échéance du 31 décembre 2030 | Approved
25931 | 2022-Q4 | Town of Springdale | Hospital Outfall | Springdale | Newfoundland and Labrador | Municipal or another local authority | Municipal or another local authority | Continuous | Quarterly | Quarterly | 0 | 209.8 | 20097 | 92 | 120 | 213 | -93 | 115 | 125 | -10 | End date - December 31, 2030 | Date d’échéance du 31 décembre 2030 | Approved
25931 | 2023-Q1 | Town of Springdale | Hospital Outfall | Springdale | Newfoundland and Labrador | Municipal or another local authority | Municipal or another local authority | Continuous | Quarterly | Quarterly | 0 | 272.2 | 16989 | 90 | 93 | 213 | -120 | 64 | 125 | -61 | End date - December 31, 2030 | Date d’échéance du 31 décembre 2030 | Approved
25931 | 2023-Q2 | Town of Springdale | Hospital Outfall | Springdale | Newfoundland and Labrador | Municipal or another local authority | Municipal or another local authority | Continuous | Quarterly | Quarterly | 0 | 272.2 | 25530 | 91 | 22 | 213 | -191 | 14 | 125 | -111 | End date - December 31, 2030 | Date d’échéance du 31 décembre 2030 | Approved
25931 | 2023-Q3 | Town of Springdale | Hospital Outfall | Springdale | Newfoundland and Labrador | Municipal or another local authority | Municipal or another local authority | Continuous | Quarterly | Quarterly | 0 | 272.2 | 17786 | 92 | 89 | 213 | -124 | 56 | 125 | -69 | End date - December 31, 2030 | Date d’échéance du 31 décembre 2030 | Approved
25931 | 2023-Q4 | Town of Springdale | Hospital Outfall | Springdale | Newfoundland and Labrador | Municipal or another local authority | Municipal or another local authority | Continuous | Quarterly | Quarterly | 0 | 272.2 | 16150 | 92 | 108 | 213 | -105 | 78 | 125 | -47 | End date - December 31, 2030 | Date d’échéance du 31 décembre 2030 | Approved
25931 | 2024-annuel/annual | Town of Springdale | Hospital Outfall | Springdale | Newfoundland and Labrador | Municipal or another local authority | Municipal or another local authority | Continuous | Annually | Annually | 0 | 209.5 | 94792 | 366 | 44 | 213 | -169 | 40 | 125 | -85 | End date - December 31, 2030 | Date d’échéance du 31 décembre 2030 | Approved
25967 | 2013-Q4 | Town of Carbonear | Pike's Lane Pumphouse | Carbonear | Newfoundland and Labrador | Municipal or another local authority | Municipal or another local authority | Continuous | Quarterly | Quarterly | 0 | 576 | 72570 | 90 | 0 | 0 | 0 | 0 | 0 | 0 |  |  | Approved
25967 | 2014-Q1 | Town of Carbonear | Pike's Lane Pumphouse | Carbonear | Newfoundland and Labrador | Municipal or another local authority | Municipal or another local authority | Continuous | Quarterly | Quarterly | 0 | 576 | 188870 | 90 | 0 | 0 | 0 | 0 | 0 | 0 |  |  | Approved
25967 | 2014-Q2 | Town of Carbonear | Pike's Lane Pumphouse | Carbonear | Newfoundland and Labrador | Municipal or another local authority | Municipal or another local authority | Continuous | Quarterly | Quarterly | 0 | 576 | 191641 | 91 | 0 | 0 | 0 | 0 | 0 | 0 |  |  | Approved
25967 | 2014-Q3 | Town of Carbonear | Pike's Lane Pumphouse | Carbonear | Newfoundland and Labrador | Municipal or another local authority | Municipal or another local authority | Continuous | Quarterly | Quarterly | 0 | 576 | 0 | 92 | 0 | 0 | 0 | 0 | 0 | 0 |  |  | Approved
25967 | 2014-Q4 | Town of Carbonear | Pike's Lane Pumphouse | Carbonear | Newfoundland and Labrador | Municipal or another local authority | Municipal or another local authority | Continuous | Quarterly | Quarterly | 0 | 576 | 246240 | 90 | 0 | 0 | 0 | 0 | 0 | 0 |  |  | Approved
25967 | 2015-Q1 | Town of Carbonear | Pike's Lane Pumphouse | Carbonear | Newfoundland and Labrador | Municipal or another local authority | Municipal or another local authority | Continuous | Quarterly | Quarterly | 0 | 1717.1 | 128518 | 90 | 30 | 25 | 5 | 19 | 25 | -6 |  |  | Approved
25967 | 2015-Q2 | Town of Carbonear | Pike's Lane Pumphouse | Carbonear | Newfoundland and Labrador | Municipal or another local authority | Municipal or another local authority | Continuous | Quarterly | Quarterly | 0 | 1717.1 | 138502 | 91 | 30 | 25 | 5 | 19 | 25 | -6 |  |  | Approved
25967 | 2015-Q3 | Town of Carbonear | Pike's Lane Pumphouse | Carbonear | Newfoundland and Labrador | Municipal or another local authority | Municipal or another local authority | Continuous | Quarterly | Quarterly | 0 | 1717.1 | 121882 | 92 | 29 | 25 | 4 | 19 | 25 | -6 |  |  | Approved
25967 | 2015-Q4 | Town of Carbonear | Pike's Lane Pumphouse | Carbonear | Newfoundland and Labrador | Municipal or another local authority | Municipal or another local authority | Continuous | Quarterly | Quarterly | 0 | 1717.1 | 252956 | 92 | 30 | 25 | 5 | 19 | 25 | -6 |  |  | Approved
25967 | 2016-Q1 | Town of Carbonear | Pike's Lane Pumphouse | Carbonear | Newfoundland and Labrador | Municipal or another local authority | Municipal or another local authority | Continuous | Quarterly | Quarterly | 0 | 1758.5 | 127239 | 91 | 43 | 25 | 18 | 57 | 25 | 32 |  |  | Approved
25967 | 2016-Q2 | Town of Carbonear | Pike's Lane Pumphouse | Carbonear | Newfoundland and Labrador | Municipal or another local authority | Municipal or another local authority | Continuous | Quarterly | Quarterly | 0 | 1758.5 | 130892 | 91 | 43 | 25 | 18 | 57 | 25 | 32 |  |  | Approved
25967 | 2016-Q3 | Town of Carbonear | Pike's Lane Pumphouse | Carbonear | Newfoundland and Labrador | Municipal or another local authority | Municipal or another local authority | Continuous | Quarterly | Quarterly | 0 | 1758.5 | 126630 | 92 | 26 | 25 | 1 | 18 | 25 | -7 |  |  | Approved
25967 | 2016-Q4 | Town of Carbonear | Pike's Lane Pumphouse | Carbonear | Newfoundland and Labrador | Municipal or another local authority | Municipal or another local authority | Continuous | Quarterly | Quarterly | 0 | 1758.5 | 244738 | 92 | 26 | 25 | 1 | 18 | 25 | -7 |  |  | Approved
25967 | 2017-Q1 | Town of Carbonear | Pike's Lane Pumphouse | Carbonear | Newfoundland and Labrador | Municipal or another local authority | Municipal or another local authority | Continuous | Quarterly | Quarterly | 0 | 1719.9 | 124804 | 90 | 36 | 25 | 11 | 47 | 25 | 22 |  |  | Approved
25967 | 2017-Q2 | Town of Carbonear | Pike's Lane Pumphouse | Carbonear | Newfoundland and Labrador | Municipal or another local authority | Municipal or another local authority | Continuous | Quarterly | Quarterly | 0 | 1719.9 | 129066 | 91 | 36 | 25 | 11 | 47 | 25 | 22 |  |  | Approved
25967 | 2017-Q3 | Town of Carbonear | Pike's Lane Pumphouse | Carbonear | Newfoundland and Labrador | Municipal or another local authority | Municipal or another local authority | Continuous | Quarterly | Quarterly | 0 | 1719.9 | 127848 | 92 | 2 | 25 | -23 | 0.5 | 25 | -24.5 |  |  | Approved
25967 | 2017-Q4 | Town of Carbonear | Pike's Lane Pumphouse | Carbonear | Newfoundland and Labrador | Municipal or another local authority | Municipal or another local authority | Continuous | Quarterly | Quarterly | 0 | 1719.9 | 241085 | 92 | 2 | 25 | -23 | 0.5 | 25 | -24.5 |  |  | Approved
25967 | 2018-Q1 | Town of Carbonear | Pike's Lane Pumphouse | Carbonear | Newfoundland and Labrador | Municipal or another local authority | Municipal or another local authority | Continuous | Quarterly | Quarterly | 0 | 1706.3 | 131501 | 90 | 56 | 25 | 31 | 56 | 25 | 31 |  |  | Approved
25967 | 2018-Q2 | Town of Carbonear | Pike's Lane Pumphouse | Carbonear | Newfoundland and Labrador | Municipal or another local authority | Municipal or another local authority | Continuous | Quarterly | Quarterly | 0 | 1706.3 | 133327 | 91 | 56 | 25 | 31 | 56 | 25 | 31 |  |  | Approved
25967 | 2018-Q3 | Town of Carbonear | Pike's Lane Pumphouse | Carbonear | Newfoundland and Labrador | Municipal or another local authority | Municipal or another local authority | Continuous | Quarterly | Quarterly | 0 | 1706.3 | 130892 | 92 | 56 | 25 | 31 | 56 | 25 | 31 |  |  | Approved
25967 | 2018-Q4 | Town of Carbonear | Pike's Lane Pumphouse | Carbonear | Newfoundland and Labrador | Municipal or another local authority | Municipal or another local authority | Continuous | Quarterly | Quarterly | 0 | 1706.3 | 124804 | 92 | 23 | 25 | -2 | 45 | 25 | 20 |  |  | Approved
25967 | 2019-Q1 | Town of Carbonear | Pike's Lane Pumphouse | Carbonear | Newfoundland and Labrador | Municipal or another local authority | Municipal or another local authority | Continuous | Quarterly | Quarterly | 0 | 1426.1 | 146721 | 89 | 23 | 25 | -2 | 45 | 25 | 20 |  |  | Approved
25967 | 2019-Q2 | Town of Carbonear | Pike's Lane Pumphouse | Carbonear | Newfoundland and Labrador | Municipal or another local authority | Municipal or another local authority | Continuous | Quarterly | Quarterly | 0 | 1426.1 | 127848 | 91 | 23 | 25 | -2 | 45 | 25 | 20 |  |  | Approved
25967 | 2019-Q3 | Town of Carbonear | Pike's Lane Pumphouse | Carbonear | Newfoundland and Labrador | Municipal or another local authority | Municipal or another local authority | Continuous | Quarterly | Quarterly | 0 | 1426.1 | 127239 | 90 | 23 | 25 | -2 | 45 | 25 | 20 |  |  | Approved
25967 | 2023-Q2 | Town of Carbonear | Pike's Lane Pumphouse | Carbonear | Newfoundland and Labrador | Municipal or another local authority | Municipal or another local authority | Continuous | Quarterly | Quarterly | 0 | 1426.1 | 21042.2 | 29 | 24 | 25 | -1 | 46 | 25 | 21 |  |  | Approved
25967 | 2023-Q4 | Town of Carbonear | Pike's Lane Pumphouse | Carbonear | Newfoundland and Labrador | Municipal or another local authority | Municipal or another local authority | Continuous | Quarterly | Quarterly | 0 | 1426.1 | 300094.8 | 92 | 56 | 25 | 31 | 33 | 25 | 8 |  |  | Approved
25967 | 2024-Q1 | Town of Carbonear | Pike's Lane Pumphouse | Carbonear | Newfoundland and Labrador | Municipal or another local authority | Municipal or another local authority | Continuous | Quarterly | Quarterly | 0 | 1426.1 | 425067.1 | 91 | 50 | 25 | 25 | 56 | 25 | 31 |  |  | Approved
25967 | 2024-Q2 | Town of Carbonear | Pike's Lane Pumphouse | Carbonear | Newfoundland and Labrador | Municipal or another local authority | Municipal or another local authority | Continuous | Quarterly | Quarterly | 0 | 1426.1 | 337110.2 | 91 | 30 | 25 | 5 | 20 | 25 | -5 |  |  | Approved
25967 | 2024-Q3 | Town of Carbonear | Pike's Lane Pumphouse | Carbonear | Newfoundland and Labrador | Municipal or another local authority | Municipal or another local authority | Continuous | Quarterly | Quarterly | 0 | 1426.1 | 357972 | 92 | 223 | 25 | 198 | 82 | 25 | 57 |  |  | Approved
25967 | 2024-Q4 | Town of Carbonear | Pike's Lane Pumphouse | Carbonear | Newfoundland and Labrador | Municipal or another local authority | Municipal or another local authority | Continuous | Quarterly | Quarterly | 0 | 1426.1 | 357972 | 92 | 17 | 25 | -8 | 142 | 25 | 117 |  |  | Approved
25985 | 2013-Q1 | Town of Grand Falls-Windsor | Town of Grand Falls-Windsor Sewage Treatment Plant | Grand Falls-Windsor | Newfoundland and Labrador | Municipal or another local authority | Municipal or another local authority | Continuous | Quarterly | Quarterly | 0 | 10000 | 740000 | 90 | 0 | 0 | 0 | 0 | 0 | 0 |  |  | Approved
25985 | 2013-Q2 | Town of Grand Falls-Windsor | Town of Grand Falls-Windsor Sewage Treatment Plant | Grand Falls-Windsor | Newfoundland and Labrador | Municipal or another local authority | Municipal or another local authority | Continuous | Quarterly | Quarterly | 0 | 10000 | 740000 | 91 | 0 | 0 | 0 | 0 | 0 | 0 |  |  | Approved
25985 | 2013-Q3 | Town of Grand Falls-Windsor | Town of Grand Falls-Windsor Sewage Treatment Plant | Grand Falls-Windsor | Newfoundland and Labrador | Municipal or another local authority | Municipal or another local authority | Continuous | Quarterly | Quarterly | 0 | 10000 | 740000 | 92 | 0 | 0 | 0 | 0 | 0 | 0 |  |  | Approved
25985 | 2013-Q4 | Town of Grand Falls-Windsor | Town of Grand Falls-Windsor Sewage Treatment Plant | Grand Falls-Windsor | Newfoundland and Labrador | Municipal or another local authority | Municipal or another local authority | Continuous | Quarterly | Quarterly | 0 | 10000 | 1825320 | 92 | 8.3 | 0 | 0 | 16.8 | 0 | 0 |  |  | Approved
25985 | 2014-Q1 | Town of Grand Falls-Windsor | Town of Grand Falls-Windsor Sewage Treatment Plant | Grand Falls-Windsor | Newfoundland and Labrador | Municipal or another local authority | Municipal or another local authority | Continuous | Quarterly | Quarterly | 0 | 10000 | 705203 | 90 | 14.5 | 0 | 0 | 20.5 | 0 | 0 |  |  | Approved
25985 | 2014-Q2 | Town of Grand Falls-Windsor | Town of Grand Falls-Windsor Sewage Treatment Plant | Grand Falls-Windsor | Newfoundland and Labrador | Municipal or another local authority | Municipal or another local authority | Continuous | Quarterly | Quarterly | 0 | 10000 | 959472 | 91 | 14.8 | 0 | 0 | 29.8 | 0 | 0 |  |  | Approved
25985 | 2014-Q3 | Town of Grand Falls-Windsor | Town of Grand Falls-Windsor Sewage Treatment Plant | Grand Falls-Windsor | Newfoundland and Labrador | Municipal or another local authority | Municipal or another local authority | Continuous | Quarterly | Quarterly | 0 | 10000 | 720045 | 92 | 25.5 | 0 | 0 | 47.5 | 0 | 0 |  |  | Approved
25985 | 2014-Q4 | Town of Grand Falls-Windsor | Town of Grand Falls-Windsor Sewage Treatment Plant | Grand Falls-Windsor | Newfoundland and Labrador | Municipal or another local authority | Municipal or another local authority | Continuous | Quarterly | Quarterly | 0 | 10000 | 748503 | 92 | 25 | 0 | 0 | 35 | 0 | 0 |  |  | Approved
25985 | 2015-Q1 | Town of Grand Falls-Windsor | Town of Grand Falls-Windsor Sewage Treatment Plant | Grand Falls-Windsor | Newfoundland and Labrador | Municipal or another local authority | Municipal or another local authority | Continuous | Quarterly | Quarterly | 0 | 8584.2 | 740000 | 90 | 0 | 25 | -25 | 0 | 25 | -25 |  |  | Approved
25985 | 2015-Q2 | Town of Grand Falls-Windsor | Town of Grand Falls-Windsor Sewage Treatment Plant | Grand Falls-Windsor | Newfoundland and Labrador | Municipal or another local authority | Municipal or another local authority | Continuous | Quarterly | Quarterly | 0 | 8584.2 | 740000 | 91 | 0 | 25 | -25 | 0 | 25 | -25 |  |  | Approved
25985 | 2015-Q3 | Town of Grand Falls-Windsor | Town of Grand Falls-Windsor Sewage Treatment Plant | Grand Falls-Windsor | Newfoundland and Labrador | Municipal or another local authority | Municipal or another local authority | Continuous | Quarterly | Quarterly | 0 | 8584.2 | 786931.2 | 92 | 23.6 | 25 | -1.4 | 44 | 25 | 19 |  |  | Approved
25985 | 2015-Q4 | Town of Grand Falls-Windsor | Town of Grand Falls-Windsor Sewage Treatment Plant | Grand Falls-Windsor | Newfoundland and Labrador | Municipal or another local authority | Municipal or another local authority | Continuous | Quarterly | Quarterly | 0 | 8584.2 | 733939.2 | 92 | 14.6 | 25 | -10.4 | 21.3 | 25 | -3.7 |  |  | Approved
25985 | 2016-Q1 | Town of Grand Falls-Windsor | Town of Grand Falls-Windsor Sewage Treatment Plant | Grand Falls-Windsor | Newfoundland and Labrador | Municipal or another local authority | Municipal or another local authority | Continuous | Quarterly | Quarterly | 0 | 8221.6 | 801964.8 | 91 | 36 | 25 | 11 | 23 | 25 | -2 |  |  | Approved
25985 | 2016-Q2 | Town of Grand Falls-Windsor | Town of Grand Falls-Windsor Sewage Treatment Plant | Grand Falls-Windsor | Newfoundland and Labrador | Municipal or another local authority | Municipal or another local authority | Continuous | Quarterly | Quarterly | 0 | 8221.6 | 1223913.6 | 91 | 16 | 25 | -9 | 21 | 25 | -4 |  |  | Approved
25985 | 2016-Q3 | Town of Grand Falls-Windsor | Town of Grand Falls-Windsor Sewage Treatment Plant | Grand Falls-Windsor | Newfoundland and Labrador | Municipal or another local authority | Municipal or another local authority | Continuous | Quarterly | Quarterly | 0 | 8221.6 | 906163.2 | 92 | 16.3 | 25 | -8.7 | 42.6 | 25 | 17.6 |  |  | Approved
25985 | 2016-Q4 | Town of Grand Falls-Windsor | Town of Grand Falls-Windsor Sewage Treatment Plant | Grand Falls-Windsor | Newfoundland and Labrador | Municipal or another local authority | Municipal or another local authority | Continuous | Quarterly | Quarterly | 0 | 8221.6 | 935308.8 | 92 | 8 | 25 | -17 | 18 | 25 | -7 |  |  | Approved
25985 | 2017-Q1 | Town of Grand Falls-Windsor | Town of Grand Falls-Windsor Sewage Treatment Plant | Grand Falls-Windsor | Newfoundland and Labrador | Municipal or another local authority | Municipal or another local authority | Continuous | Quarterly | Quarterly | 0 | 10566.5 | 824256 | 90 | 41 | 25 | 16 | 34 | 25 | 9 |  |  | Approved
25985 | 2017-Q2 | Town of Grand Falls-Windsor | Town of Grand Falls-Windsor Sewage Treatment Plant | Grand Falls-Windsor | Newfoundland and Labrador | Municipal or another local authority | Municipal or another local authority | Continuous | Quarterly | Quarterly | 0 | 10566.5 | 1137427.2 | 91 | 22.6 | 25 | -2.4 | 29 | 25 | 4 |  |  | Approved
25985 | 2017-Q3 | Town of Grand Falls-Windsor | Town of Grand Falls-Windsor Sewage Treatment Plant | Grand Falls-Windsor | Newfoundland and Labrador | Municipal or another local authority | Municipal or another local authority | Continuous | Quarterly | Quarterly | 0 | 10566.5 | 874368 | 92 | 75 | 25 | 50 | 22 | 25 | -3 |  |  | Approved
25985 | 2017-Q4 | Town of Grand Falls-Windsor | Town of Grand Falls-Windsor Sewage Treatment Plant | Grand Falls-Windsor | Newfoundland and Labrador | Municipal or another local authority | Municipal or another local authority | Continuous | Quarterly | Quarterly | 0 | 10566.5 | 672998.4 | 92 | 27 | 25 | 2 | 48 | 25 | 23 |  |  | Approved
25985 | 2018-Q1 | Town of Grand Falls-Windsor | Town of Grand Falls-Windsor Sewage Treatment Plant | Grand Falls-Windsor | Newfoundland and Labrador | Municipal or another local authority | Municipal or another local authority | Continuous | Quarterly | Quarterly | 0 | 9613.8 | 980352 | 90 | 21 | 25 | -4 | 23 | 25 | -2 |  |  | Approved
25985 | 2018-Q2 | Town of Grand Falls-Windsor | Town of Grand Falls-Windsor Sewage Treatment Plant | Grand Falls-Windsor | Newfoundland and Labrador | Municipal or another local authority | Municipal or another local authority | Continuous | Quarterly | Quarterly | 0 | 9613.8 | 1385740.8 | 91 | 16 | 25 | -9 | 24 | 25 | -1 |  |  | Approved
25985 | 2018-Q3 | Town of Grand Falls-Windsor | Town of Grand Falls-Windsor Sewage Treatment Plant | Grand Falls-Windsor | Newfoundland and Labrador | Municipal or another local authority | Municipal or another local authority | Continuous | Quarterly | Quarterly | 0 | 9613.8 | 712742.4 | 92 | 20.6 | 25 | -4.4 | 48 | 25 | 23 |  |  | Approved
25985 | 2018-Q4 | Town of Grand Falls-Windsor | Town of Grand Falls-Windsor Sewage Treatment Plant | Grand Falls-Windsor | Newfoundland and Labrador | Municipal or another local authority | Municipal or another local authority | Continuous | Quarterly | Quarterly | 0 | 9613.8 | 1022745.6 | 92 | 22 | 25 | -3 | 29 | 25 | 4 |  |  | Approved
25985 | 2019-Q1 | Town of Grand Falls-Windsor | Town of Grand Falls-Windsor Sewage Treatment Plant | Grand Falls-Windsor | Newfoundland and Labrador | Municipal or another local authority | Municipal or another local authority | Continuous | Quarterly | Quarterly | 0 | 11237.2 | 921376 | 90 | 21 | 25 | -4 | 44 | 25 | 19 |  |  | Approved
25985 | 2019-Q2 | Town of Grand Falls-Windsor | Town of Grand Falls-Windsor Sewage Treatment Plant | Grand Falls-Windsor | Newfoundland and Labrador | Municipal or another local authority | Municipal or another local authority | Continuous | Quarterly | Quarterly | 0 | 11237.2 | 1163174.4 | 91 | 23 | 25 | -2 | 54 | 25 | 29 |  |  | Approved
25985 | 2019-Q3 | Town of Grand Falls-Windsor | Town of Grand Falls-Windsor Sewage Treatment Plant | Grand Falls-Windsor | Newfoundland and Labrador | Municipal or another local authority | Municipal or another local authority | Continuous | Quarterly | Quarterly | 0 | 11237.2 | 622080 | 92 | 97 | 25 | 72 | 49 | 25 | 24 |  |  | Approved
25985 | 2019-Q4 | Town of Grand Falls-Windsor | Town of Grand Falls-Windsor Sewage Treatment Plant | Grand Falls-Windsor | Newfoundland and Labrador | Municipal or another local authority | Municipal or another local authority | Continuous | Quarterly | Quarterly | 0 | 11237.2 | 1100736 | 92 | 12 | 25 | -13 | 14 | 25 | -11 |  |  | Approved
25985 | 2020-Q1 | Town of Grand Falls-Windsor | Town of Grand Falls-Windsor Sewage Treatment Plant | Grand Falls-Windsor | Newfoundland and Labrador | Municipal or another local authority | Municipal or another local authority | Continuous | Quarterly | Quarterly | 0 | 11237.2 | 932123 | 91 | 17 | 25 | -8 | 26 | 25 | 1 |  |  | Approved
25985 | 2020-Q2 | Town of Grand Falls-Windsor | Town of Grand Falls-Windsor Sewage Treatment Plant | Grand Falls-Windsor | Newfoundland and Labrador | Municipal or another local authority | Municipal or another local authority | Continuous | Quarterly | Quarterly | 0 | 11237.2 | 1284832 | 91 | 16 | 25 | -9 | 28 | 25 | 3 |  |  | Approved
25985 | 2020-Q3 | Town of Grand Falls-Windsor | Town of Grand Falls-Windsor Sewage Treatment Plant | Grand Falls-Windsor | Newfoundland and Labrador | Municipal or another local authority | Municipal or another local authority | Continuous | Quarterly | Quarterly | 0 | 11237.2 | 689345 | 92 | 23 | 25 | -2 | 29 | 25 | 4 |  |  | Approved
25985 | 2020-Q4 | Town of Grand Falls-Windsor | Town of Grand Falls-Windsor Sewage Treatment Plant | Grand Falls-Windsor | Newfoundland and Labrador | Municipal or another local authority | Municipal or another local authority | Continuous | Quarterly | Quarterly | 0 | 11237.2 | 1087480 | 92 | 14 | 25 | -11 | 16 | 25 | -9 |  |  | Approved
25985 | 2021-Q1 | Town of Grand Falls-Windsor | Town of Grand Falls-Windsor Sewage Treatment Plant | Grand Falls-Windsor | Newfoundland and Labrador | Municipal or another local authority | Municipal or another local authority | Continuous | Quarterly | Quarterly | 0 | 10912 | 1247961.6 | 90 | 32 | 25 | 7 | 12 | 25 | -13 |  |  | Approved
25985 | 2021-Q2 | Town of Grand Falls-Windsor | Town of Grand Falls-Windsor Sewage Treatment Plant | Grand Falls-Windsor | Newfoundland and Labrador | Municipal or another local authority | Municipal or another local authority | Continuous | Quarterly | Quarterly | 0 | 10912 | 948556.8 | 91 | 8.3 | 25 | -16.7 | 9.3 | 25 | -15.7 |  |  | Approved
25985 | 2021-Q3 | Town of Grand Falls-Windsor | Town of Grand Falls-Windsor Sewage Treatment Plant | Grand Falls-Windsor | Newfoundland and Labrador | Municipal or another local authority | Municipal or another local authority | Continuous | Quarterly | Quarterly | 0 | 10912 | 515808 | 92 | 9.4 | 25 | -15.6 | 14.6 | 25 | -10.4 |  |  | Approved
25985 | 2022-Q1 | Town of Grand Falls-Windsor | Town of Grand Falls-Windsor Sewage Treatment Plant | Grand Falls-Windsor | Newfoundland and Labrador | Municipal or another local authority | Municipal or another local authority | Continuous | Quarterly | Quarterly | 0 | 10912 | 922521.6 | 90 | 7 | 25 | -18 | 10 | 25 | -15 |  |  | Approved
25985 | 2022-Q2 | Town of Grand Falls-Windsor | Town of Grand Falls-Windsor Sewage Treatment Plant | Grand Falls-Windsor | Newfoundland and Labrador | Municipal or another local authority | Municipal or another local authority | Continuous | Quarterly | Quarterly | 0 | 10912 | 1079769.6 | 91 | 4.2 | 25 | -20.8 | 4.3 | 25 | -20.7 |  |  | Approved
25985 | 2022-Q3 | Town of Grand Falls-Windsor | Town of Grand Falls-Windsor Sewage Treatment Plant | Grand Falls-Windsor | Newfoundland and Labrador | Municipal or another local authority | Municipal or another local authority | Continuous | Quarterly | Quarterly | 0 | 10912 | 561715.2 | 92 | 6 | 25 | -19 | 8.3 | 25 | -16.7 |  |  | Approved
25985 | 2022-Q4 | Town of Grand Falls-Windsor | Town of Grand Falls-Windsor Sewage Treatment Plant | Grand Falls-Windsor | Newfoundland and Labrador | Municipal or another local authority | Municipal or another local authority | Continuous | Quarterly | Quarterly | 0 | 10912 | 794880 | 92 | 6.1 | 25 | -18.9 | 4.3 | 25 | -20.7 |  |  | Approved
25985 | 2023-Q1 | Town of Grand Falls-Windsor | Town of Grand Falls-Windsor Sewage Treatment Plant | Grand Falls-Windsor | Newfoundland and Labrador | Municipal or another local authority | Municipal or another local authority | Continuous | Quarterly | Quarterly | 0 | 9202.4 | 955720.6 | 90 | 5.8 | 25 | -19.2 | 5 | 25 | -20 |  |  | Approved
25985 | 2024-Q1 | Town of Grand Falls-Windsor | Town of Grand Falls-Windsor Sewage Treatment Plant | Grand Falls-Windsor | Newfoundland and Labrador | Municipal or another local authority | Municipal or another local authority | Continuous | Quarterly | Quarterly | 0 | 9202.4 | 982800 | 91 | 7 | 25 | -18 | 8 | 25 | -17 |  |  | Approved
25985 | 2024-Q2 | Town of Grand Falls-Windsor | Town of Grand Falls-Windsor Sewage Treatment Plant | Grand Falls-Windsor | Newfoundland and Labrador | Municipal or another local authority | Municipal or another local authority | Continuous | Quarterly | Quarterly | 0 | 9202.4 | 1218672 | 91 | 4 | 25 | -21 | 3 | 25 | -22 |  |  | Approved
25985 | 2024-Q3 | Town of Grand Falls-Windsor | Town of Grand Falls-Windsor Sewage Treatment Plant | Grand Falls-Windsor | Newfoundland and Labrador | Municipal or another local authority | Municipal or another local authority | Continuous | Quarterly | Quarterly | 0 | 9202.4 | 675648 | 92 | 5 | 25 | -20 | 11 | 25 | -14 |  |  | Approved
25989 | 2013-Q4 | Town of Carbonear | Crocker's Cove Outfall | Carbonear | Newfoundland and Labrador | Municipal or another local authority | Municipal or another local authority | Continuous | Quarterly | Quarterly | 0 | 342 | 33972 | 92 | 0 | 0 | 0 | 0 | 0 | 0 |  |  | Approved
25989 | 2014-Q1 | Town of Carbonear | Crocker's Cove Outfall | Carbonear | Newfoundland and Labrador | Municipal or another local authority | Municipal or another local authority | Continuous | Quarterly | Quarterly | 0 | 342 | 88413 | 90 | 0 | 0 | 0 | 0 | 0 | 0 |  |  | Approved
25989 | 2014-Q2 | Town of Carbonear | Crocker's Cove Outfall | Carbonear | Newfoundland and Labrador | Municipal or another local authority | Municipal or another local authority | Continuous | Quarterly | Quarterly | 0 | 342 | 89677 | 91 | 0 | 0 | 0 | 0 | 0 | 0 |  |  | Approved
25989 | 2014-Q3 | Town of Carbonear | Crocker's Cove Outfall | Carbonear | Newfoundland and Labrador | Municipal or another local authority | Municipal or another local authority | Continuous | Quarterly | Quarterly | 0 | 342 | 57094 | 92 | 0 | 0 | 0 | 0 | 0 | 0 |  |  | Approved
25989 | 2014-Q4 | Town of Carbonear | Crocker's Cove Outfall | Carbonear | Newfoundland and Labrador | Municipal or another local authority | Municipal or another local authority | Continuous | Quarterly | Quarterly | 0 | 342 | 115776 | 90 | 0 | 0 | 0 | 0 | 0 | 0 |  |  | Approved
25989 | 2015-Q1 | Town of Carbonear | Crocker's Cove Outfall | Carbonear | Newfoundland and Labrador | Municipal or another local authority | Municipal or another local authority | Continuous | Quarterly | Quarterly | 0 | 961.5 | 60149 | 90 | 30 | 25 | 5 | 19 | 25 | -6 |  |  | Approved
25989 | 2015-Q2 | Town of Carbonear | Crocker's Cove Outfall | Carbonear | Newfoundland and Labrador | Municipal or another local authority | Municipal or another local authority | Continuous | Quarterly | Quarterly | 0 | 961.5 | 64837 | 91 | 30 | 25 | 5 | 19 | 25 | -6 |  |  | Approved
25989 | 2015-Q3 | Town of Carbonear | Crocker's Cove Outfall | Carbonear | Newfoundland and Labrador | Municipal or another local authority | Municipal or another local authority | Continuous | Quarterly | Quarterly | 0 | 961.5 | 57094 | 92 | 29 | 25 | 4 | 18 | 25 | -7 |  |  | Approved
25989 | 2015-Q4 | Town of Carbonear | Crocker's Cove Outfall | Carbonear | Newfoundland and Labrador | Municipal or another local authority | Municipal or another local authority | Continuous | Quarterly | Quarterly | 0 | 961.5 | 118405 | 92 | 30 | 25 | 5 | 19 | 25 | -6 |  |  | Approved
25989 | 2016-Q1 | Town of Carbonear | Crocker's Cove Outfall | Carbonear | Newfoundland and Labrador | Municipal or another local authority | Municipal or another local authority | Continuous | Quarterly | Quarterly | 0 | 823.2 | 59559 | 91 | 43 | 25 | 18 | 57 | 25 | 32 |  |  | Approved
25989 | 2016-Q2 | Town of Carbonear | Crocker's Cove Outfall | Carbonear | Newfoundland and Labrador | Municipal or another local authority | Municipal or another local authority | Continuous | Quarterly | Quarterly | 0 | 823.2 | 61269 | 91 | 43 | 25 | 18 | 57 | 25 | 32 |  |  | Approved
25989 | 2016-Q3 | Town of Carbonear | Crocker's Cove Outfall | Carbonear | Newfoundland and Labrador | Municipal or another local authority | Municipal or another local authority | Continuous | Quarterly | Quarterly | 0 | 823.2 | 114558 | 92 | 26 | 25 | 1 | 18 | 25 | -7 |  |  | Approved
25989 | 2016-Q4 | Town of Carbonear | Crocker's Cove Outfall | Carbonear | Newfoundland and Labrador | Municipal or another local authority | Municipal or another local authority | Continuous | Quarterly | Quarterly | 0 | 823.2 | 59274 | 92 | 26 | 25 | 1 | 18 | 25 | -7 |  |  | Approved
25989 | 2017-Q1 | Town of Carbonear | Crocker's Cove Outfall | Carbonear | Newfoundland and Labrador | Municipal or another local authority | Municipal or another local authority | Continuous | Quarterly | Quarterly | 0 | 805.1 | 58419 | 90 | 36 | 25 | 11 | 47 | 25 | 22 |  |  | Approved
25989 | 2017-Q2 | Town of Carbonear | Crocker's Cove Outfall | Carbonear | Newfoundland and Labrador | Municipal or another local authority | Municipal or another local authority | Continuous | Quarterly | Quarterly | 0 | 805.1 | 60414 | 91 | 36 | 25 | 11 | 47 | 25 | 22 |  |  | Approved
25989 | 2017-Q3 | Town of Carbonear | Crocker's Cove Outfall | Carbonear | Newfoundland and Labrador | Municipal or another local authority | Municipal or another local authority | Continuous | Quarterly | Quarterly | 0 | 805.1 | 57094 | 92 | 2 | 25 | -23 | 0.5 | 25 | -24.5 |  |  | Approved
25989 | 2017-Q4 | Town of Carbonear | Crocker's Cove Outfall | Carbonear | Newfoundland and Labrador | Municipal or another local authority | Municipal or another local authority | Continuous | Quarterly | Quarterly | 0 | 805.1 | 112848 | 92 | 2 | 25 | -23 | 0.5 | 25 | -24.5 |  |  | Approved
25989 | 2018-Q1 | Town of Carbonear | Crocker's Cove Outfall | Carbonear | Newfoundland and Labrador | Municipal or another local authority | Municipal or another local authority | Continuous | Quarterly | Quarterly | 0 | 791.2 | 61554 | 90 | 56 | 25 | 31 | 56 | 25 | 31 |  |  | Approved
25989 | 2018-Q2 | Town of Carbonear | Crocker's Cove Outfall | Carbonear | Newfoundland and Labrador | Municipal or another local authority | Municipal or another local authority | Continuous | Quarterly | Quarterly | 0 | 791.2 | 62408 | 91 | 56 | 25 | 31 | 56 | 25 | 31 |  |  | Approved
25989 | 2018-Q3 | Town of Carbonear | Crocker's Cove Outfall | Carbonear | Newfoundland and Labrador | Municipal or another local authority | Municipal or another local authority | Continuous | Quarterly | Quarterly | 0 | 791.2 | 61269 | 92 | 56 | 25 | 31 | 56 | 25 | 31 |  |  | Approved
25989 | 2018-Q4 | Town of Carbonear | Crocker's Cove Outfall | Carbonear | Newfoundland and Labrador | Municipal or another local authority | Municipal or another local authority | Continuous | Quarterly | Quarterly | 0 | 791.2 | 58419 | 92 | 23 | 25 | -2 | 45 | 25 | 20 |  |  | Approved
25989 | 2019-Q1 | Town of Carbonear | Crocker's Cove Outfall | Carbonear | Newfoundland and Labrador | Municipal or another local authority | Municipal or another local authority | Continuous | Quarterly | Quarterly | 0 | 667.5 | 68678 | 89 | 23 | 25 | -2 | 45 | 25 | 20 |  |  | Approved
25989 | 2019-Q2 | Town of Carbonear | Crocker's Cove Outfall | Carbonear | Newfoundland and Labrador | Municipal or another local authority | Municipal or another local authority | Continuous | Quarterly | Quarterly | 0 | 667.5 | 59844 | 91 | 23 | 25 | -2 | 45 | 25 | 20 |  |  | Approved
25989 | 2019-Q3 | Town of Carbonear | Crocker's Cove Outfall | Carbonear | Newfoundland and Labrador | Municipal or another local authority | Municipal or another local authority | Continuous | Quarterly | Quarterly | 0 | 667.5 | 59559 | 90 | 23 | 25 | -2 | 45 | 25 | 20 |  |  | Approved
25989 | 2023-Q2 | Town of Carbonear | Crocker's Cove Outfall | Carbonear | Newfoundland and Labrador | Municipal or another local authority | Municipal or another local authority | Continuous | Quarterly | Quarterly | 0 | 667.5 | 9849.5 | 29 | 24 | 25 | -1 | 46 | 25 | 21 |  |  | Approved
25989 | 2023-Q4 | Town of Carbonear | Crocker's Cove Outfall | Carbonear | Newfoundland and Labrador | Municipal or another local authority | Municipal or another local authority | Continuous | Quarterly | Quarterly | 0 | 667.5 | 140469.9 | 92 | 56 | 25 | 31 | 33 | 25 | 8 |  |  | Approved
25989 | 2024-Q1 | Town of Carbonear | Crocker's Cove Outfall | Carbonear | Newfoundland and Labrador | Municipal or another local authority | Municipal or another local authority | Continuous | Quarterly | Quarterly | 0 | 667.5 | 198967.6 | 91 | 50 | 25 | 25 | 56 | 25 | 31 |  |  | Approved
25989 | 2024-Q2 | Town of Carbonear | Crocker's Cove Outfall | Carbonear | Newfoundland and Labrador | Municipal or another local authority | Municipal or another local authority | Continuous | Quarterly | Quarterly | 0 | 667.5 | 157796.3 | 91 | 30 | 25 | 5 | 20 | 25 | -5 |  |  | Approved
25990 | 2013-Q4 | Town of Carbonear | Powell's Brook Outfall | Carbonear | Newfoundland and Labrador | Municipal or another local authority | Municipal or another local authority | Continuous | Quarterly | Quarterly | 0 | 266 | 16986 | 92 | 0 | 0 | 0 | 0 | 0 | 0 |  |  | Approved
25990 | 2014-Q1 | Town of Carbonear | Powell's Brook Outfall | Carbonear | Newfoundland and Labrador | Municipal or another local authority | Municipal or another local authority | Continuous | Quarterly | Quarterly | 0 | 266 | 44206 | 90 | 0 | 0 | 0 | 0 | 0 | 0 |  |  | Approved
25990 | 2014-Q2 | Town of Carbonear | Powell's Brook Outfall | Carbonear | Newfoundland and Labrador | Municipal or another local authority | Municipal or another local authority | Continuous | Quarterly | Quarterly | 0 | 266 | 44869 | 91 | 0 | 0 | 0 | 0 | 0 | 0 |  |  | Approved
25990 | 2014-Q3 | Town of Carbonear | Powell's Brook Outfall | Carbonear | Newfoundland and Labrador | Municipal or another local authority | Municipal or another local authority | Continuous | Quarterly | Quarterly | 0 | 266 | 28547 | 92 | 0 | 0 | 0 | 0 | 0 | 0 |  |  | Approved
25990 | 2014-Q4 | Town of Carbonear | Powell's Brook Outfall | Carbonear | Newfoundland and Labrador | Municipal or another local authority | Municipal or another local authority | Continuous | Quarterly | Quarterly | 0 | 266 | 57888 | 90 | 0 | 0 | 0 | 0 | 0 | 0 |  |  | Approved
25990 | 2015-Q1 | Town of Carbonear | Powell's Brook Outfall | Carbonear | Newfoundland and Labrador | Municipal or another local authority | Municipal or another local authority | Continuous | Quarterly | Quarterly | 0 | 480.8 | 30075 | 90 | 30 | 25 | 5 | 19 | 25 | -6 |  |  | Approved
25990 | 2015-Q2 | Town of Carbonear | Powell's Brook Outfall | Carbonear | Newfoundland and Labrador | Municipal or another local authority | Municipal or another local authority | Continuous | Quarterly | Quarterly | 0 | 480.8 | 32388 | 91 | 30 | 25 | 5 | 19 | 25 | -6 |  |  | Approved
25990 | 2015-Q3 | Town of Carbonear | Powell's Brook Outfall | Carbonear | Newfoundland and Labrador | Municipal or another local authority | Municipal or another local authority | Continuous | Quarterly | Quarterly | 0 | 480.8 | 28547 | 92 | 29 | 25 | 4 | 19 | 25 | -6 |  |  | Approved
25990 | 2015-Q4 | Town of Carbonear | Powell's Brook Outfall | Carbonear | Newfoundland and Labrador | Municipal or another local authority | Municipal or another local authority | Continuous | Quarterly | Quarterly | 0 | 480.8 | 59203 | 92 | 30 | 25 | 5 | 19 | 25 | -6 |  |  | Approved
25990 | 2016-Q1 | Town of Carbonear | Powell's Brook Outfall | Carbonear | Newfoundland and Labrador | Municipal or another local authority | Municipal or another local authority | Continuous | Quarterly | Quarterly | 0 | 411.5 | 29779 | 91 | 43 | 25 | 18 | 57 | 25 | 32 |  |  | Approved
25990 | 2016-Q2 | Town of Carbonear | Powell's Brook Outfall | Carbonear | Newfoundland and Labrador | Municipal or another local authority | Municipal or another local authority | Continuous | Quarterly | Quarterly | 0 | 411.5 | 30634 | 91 | 43 | 25 | 18 | 57 | 25 | 32 |  |  | Approved
25990 | 2016-Q3 | Town of Carbonear | Powell's Brook Outfall | Carbonear | Newfoundland and Labrador | Municipal or another local authority | Municipal or another local authority | Continuous | Quarterly | Quarterly | 0 | 411.5 | 29637 | 92 | 26 | 25 | 1 | 18 | 25 | -7 |  |  | Approved
25990 | 2016-Q4 | Town of Carbonear | Powell's Brook Outfall | Carbonear | Newfoundland and Labrador | Municipal or another local authority | Municipal or another local authority | Continuous | Quarterly | Quarterly | 0 | 411.5 | 57279 | 92 | 26 | 25 | 1 | 18 | 25 | -7 |  |  | Approved
25990 | 2017-Q1 | Town of Carbonear | Powell's Brook Outfall | Carbonear | Newfoundland and Labrador | Municipal or another local authority | Municipal or another local authority | Continuous | Quarterly | Quarterly | 0 | 402.5 | 29209 | 90 | 36 | 25 | 11 | 47 | 25 | 22 |  |  | Approved
25990 | 2017-Q2 | Town of Carbonear | Powell's Brook Outfall | Carbonear | Newfoundland and Labrador | Municipal or another local authority | Municipal or another local authority | Continuous | Quarterly | Quarterly | 0 | 402.5 | 30207 | 91 | 36 | 25 | 11 | 47 | 25 | 22 |  |  | Approved
25990 | 2017-Q3 | Town of Carbonear | Powell's Brook Outfall | Carbonear | Newfoundland and Labrador | Municipal or another local authority | Municipal or another local authority | Continuous | Quarterly | Quarterly | 0 | 402.5 | 29922 | 92 | 2 | 25 | -23 | 0.5 | 25 | -24.5 |  |  | Approved
25990 | 2017-Q4 | Town of Carbonear | Powell's Brook Outfall | Carbonear | Newfoundland and Labrador | Municipal or another local authority | Municipal or another local authority | Continuous | Quarterly | Quarterly | 0 | 402.5 | 56424 | 92 | 2 | 25 | -23 | 0.5 | 25 | -24.5 |  |  | Approved
25990 | 2018-Q1 | Town of Carbonear | Powell's Brook Outfall | Carbonear | Newfoundland and Labrador | Municipal or another local authority | Municipal or another local authority | Continuous | Quarterly | Quarterly | 0 | 399.3 | 30777 | 90 | 56 | 25 | 31 | 56 | 25 | 31 |  |  | Approved
25990 | 2018-Q2 | Town of Carbonear | Powell's Brook Outfall | Carbonear | Newfoundland and Labrador | Municipal or another local authority | Municipal or another local authority | Continuous | Quarterly | Quarterly | 0 | 399.3 | 31204 | 91 | 56 | 25 | 31 | 56 | 25 | 31 |  |  | Approved
25990 | 2018-Q3 | Town of Carbonear | Powell's Brook Outfall | Carbonear | Newfoundland and Labrador | Municipal or another local authority | Municipal or another local authority | Continuous | Quarterly | Quarterly | 0 | 399.3 | 30634 | 92 | 56 | 25 | 31 | 56 | 25 | 31 |  |  | Approved
25990 | 2018-Q4 | Town of Carbonear | Powell's Brook Outfall | Carbonear | Newfoundland and Labrador | Municipal or another local authority | Municipal or another local authority | Continuous | Quarterly | Quarterly | 0 | 399.3 | 29209 | 91 | 23 | 25 | -2 | 45 | 25 | 20 |  |  | Approved
25990 | 2019-Q1 | Town of Carbonear | Powell's Brook Outfall | Carbonear | Newfoundland and Labrador | Municipal or another local authority | Municipal or another local authority | Continuous | Quarterly | Quarterly | 0 | 333.8 | 34339 | 89 | 23 | 25 | -2 | 45 | 25 | 20 |  |  | Approved
25990 | 2019-Q2 | Town of Carbonear | Powell's Brook Outfall | Carbonear | Newfoundland and Labrador | Municipal or another local authority | Municipal or another local authority | Continuous | Quarterly | Quarterly | 0 | 333.8 | 29922 | 91 | 23 | 25 | -2 | 45 | 25 | 20 |  |  | Approved
25990 | 2019-Q3 | Town of Carbonear | Powell's Brook Outfall | Carbonear | Newfoundland and Labrador | Municipal or another local authority | Municipal or another local authority | Continuous | Quarterly | Quarterly | 0 | 333.8 | 29779 | 90 | 23 | 25 | -2 | 45 | 25 | 20 |  |  | Approved
25990 | 2023-Q2 | Town of Carbonear | Powell's Brook Outfall | Carbonear | Newfoundland and Labrador | Municipal or another local authority | Municipal or another local authority | Continuous | Quarterly | Quarterly | 0 | 333.8 | 4924.8 | 29 | 24 | 25 | -1 | 46 | 25 | 21 |  |  | Approved
25990 | 2023-Q4 | Town of Carbonear | Powell's Brook Outfall | Carbonear | Newfoundland and Labrador | Municipal or another local authority | Municipal or another local authority | Continuous | Quarterly | Quarterly | 0 | 333.8 | 70235 | 92 | 56 | 25 | 31 | 33 | 25 | 8 |  |  | Approved
25990 | 2024-Q1 | Town of Carbonear | Powell's Brook Outfall | Carbonear | Newfoundland and Labrador | Municipal or another local authority | Municipal or another local authority | Continuous | Quarterly | Quarterly | 0 | 333.8 | 99483.8 | 91 | 50 | 25 | 25 | 56 | 25 | 31 |  |  | Approved
25990 | 2024-Q2 | Town of Carbonear | Powell's Brook Outfall | Carbonear | Newfoundland and Labrador | Municipal or another local authority | Municipal or another local authority | Continuous | Quarterly | Quarterly | 0 | 333.8 | 78898.1 | 91 | 30 | 25 | 5 | 20 | 25 | -5 |  |  | Approved
25991 | 2013-Q4 | Town of Carbonear | Fraise's Lane Outfall | Carbonear | Newfoundland and Labrador | Municipal or another local authority | Municipal or another local authority | Continuous | Quarterly | Quarterly | 0 | 141 | 9253 | 92 | 0 | 0 | 0 | 0 | 0 | 0 |  |  | Approved
25991 | 2014-Q1 | Town of Carbonear | Fraise's Lane Outfall | Carbonear | Newfoundland and Labrador | Municipal or another local authority | Municipal or another local authority | Continuous | Quarterly | Quarterly | 0 | 141 | 24090 | 90 | 0 | 0 | 0 | 0 | 0 | 0 |  |  | Approved
25991 | 2014-Q2 | Town of Carbonear | Fraise's Lane Outfall | Carbonear | Newfoundland and Labrador | Municipal or another local authority | Municipal or another local authority | Continuous | Quarterly | Quarterly | 0 | 141 | 24452 | 91 | 0 | 0 | 0 | 0 | 0 | 0 |  |  | Approved
25991 | 2014-Q3 | Town of Carbonear | Fraise's Lane Outfall | Carbonear | Newfoundland and Labrador | Municipal or another local authority | Municipal or another local authority | Continuous | Quarterly | Quarterly | 0 | 141 | 15597 | 92 | 0 | 0 | 0 | 0 | 0 | 0 |  |  | Approved
25991 | 2014-Q4 | Town of Carbonear | Fraise's Lane Outfall | Carbonear | Newfoundland and Labrador | Municipal or another local authority | Municipal or another local authority | Continuous | Quarterly | Quarterly | 0 | 141 | 31536 | 90 | 0 | 0 | 0 | 0 | 0 | 0 |  |  | Approved
25991 | 2015-Q1 | Town of Carbonear | Fraise's Lane Outfall | Carbonear | Newfoundland and Labrador | Municipal or another local authority | Municipal or another local authority | Continuous | Quarterly | Quarterly | 0 | 262.1 | 16438 | 90 | 30 | 25 | 5 | 19 | 25 | -6 |  |  | Approved
25991 | 2015-Q2 | Town of Carbonear | Fraise's Lane Outfall | Carbonear | Newfoundland and Labrador | Municipal or another local authority | Municipal or another local authority | Continuous | Quarterly | Quarterly | 0 | 262.1 | 17655 | 91 | 30 | 25 | 5 | 19 | 25 | -6 |  |  | Approved
25991 | 2015-Q3 | Town of Carbonear | Fraise's Lane Outfall | Carbonear | Newfoundland and Labrador | Municipal or another local authority | Municipal or another local authority | Continuous | Quarterly | Quarterly | 0 | 262.1 | 15597 | 92 | 29 | 25 | 4 | 19 | 25 | -6 |  |  | Approved
25991 | 2015-Q4 | Town of Carbonear | Fraise's Lane Outfall | Carbonear | Newfoundland and Labrador | Municipal or another local authority | Municipal or another local authority | Continuous | Quarterly | Quarterly | 0 | 262.1 | 32292 | 92 | 30 | 25 | 5 | 19 | 25 | -6 |  |  | Approved
25991 | 2016-Q1 | Town of Carbonear | Fraise's Lane Outfall | Carbonear | Newfoundland and Labrador | Municipal or another local authority | Municipal or another local authority | Continuous | Quarterly | Quarterly | 0 | 224.6 | 16243 | 91 | 43 | 25 | 18 | 57 | 25 | 32 |  |  | Approved
25991 | 2016-Q2 | Town of Carbonear | Fraise's Lane Outfall | Carbonear | Newfoundland and Labrador | Municipal or another local authority | Municipal or another local authority | Continuous | Quarterly | Quarterly | 0 | 224.6 | 16710 | 91 | 43 | 25 | 18 | 57 | 25 | 32 |  |  | Approved
25991 | 2016-Q3 | Town of Carbonear | Fraise's Lane Outfall | Carbonear | Newfoundland and Labrador | Municipal or another local authority | Municipal or another local authority | Continuous | Quarterly | Quarterly | 0 | 224.6 | 16166 | 92 | 26 | 25 | 1 | 18 | 25 | -7 |  |  | Approved
25991 | 2016-Q4 | Town of Carbonear | Fraise's Lane Outfall | Carbonear | Newfoundland and Labrador | Municipal or another local authority | Municipal or another local authority | Continuous | Quarterly | Quarterly | 0 | 224.6 | 31243 | 92 | 26 | 25 | 1 | 18 | 25 | -7 |  |  | Approved
25991 | 2017-Q1 | Town of Carbonear | Fraise's Lane Outfall | Carbonear | Newfoundland and Labrador | Municipal or another local authority | Municipal or another local authority | Continuous | Quarterly | Quarterly | 0 | 219.6 | 15932 | 90 | 36 | 25 | 11 | 47 | 25 | 22 |  |  | Approved
25991 | 2017-Q2 | Town of Carbonear | Fraise's Lane Outfall | Carbonear | Newfoundland and Labrador | Municipal or another local authority | Municipal or another local authority | Continuous | Quarterly | Quarterly | 0 | 219.6 | 16476 | 91 | 36 | 25 | 11 | 47 | 25 | 22 |  |  | Approved
25991 | 2017-Q3 | Town of Carbonear | Fraise's Lane Outfall | Carbonear | Newfoundland and Labrador | Municipal or another local authority | Municipal or another local authority | Continuous | Quarterly | Quarterly | 0 | 219.6 | 16321 | 92 | 2 | 25 | -23 | 0.5 | 25 | -24.5 |  |  | Approved
25991 | 2017-Q4 | Town of Carbonear | Fraise's Lane Outfall | Carbonear | Newfoundland and Labrador | Municipal or another local authority | Municipal or another local authority | Continuous | Quarterly | Quarterly | 0 | 219.6 | 30777 | 92 | 2 | 25 | -23 | 0.5 | 25 | -24.5 |  |  | Approved
25991 | 2018-Q1 | Town of Carbonear | Fraise's Lane Outfall | Carbonear | Newfoundland and Labrador | Municipal or another local authority | Municipal or another local authority | Continuous | Quarterly | Quarterly | 0 | 217.8 | 16787 | 90 | 56 | 25 | 31 | 56 | 25 | 31 |  |  | Approved
25991 | 2018-Q2 | Town of Carbonear | Fraise's Lane Outfall | Carbonear | Newfoundland and Labrador | Municipal or another local authority | Municipal or another local authority | Continuous | Quarterly | Quarterly | 0 | 217.8 | 17020 | 91 | 56 | 25 | 31 | 56 | 25 | 31 |  |  | Approved
25991 | 2018-Q3 | Town of Carbonear | Fraise's Lane Outfall | Carbonear | Newfoundland and Labrador | Municipal or another local authority | Municipal or another local authority | Continuous | Quarterly | Quarterly | 0 | 217.8 | 16710 | 92 | 56 | 25 | 31 | 56 | 25 | 31 |  |  | Approved
25991 | 2018-Q4 | Town of Carbonear | Fraise's Lane Outfall | Carbonear | Newfoundland and Labrador | Municipal or another local authority | Municipal or another local authority | Continuous | Quarterly | Quarterly | 0 | 217.8 | 15932 | 89 | 23 | 25 | -2 | 45 | 25 | 20 |  |  | Approved
25991 | 2019-Q1 | Town of Carbonear | Fraise's Lane Outfall | Carbonear | Newfoundland and Labrador | Municipal or another local authority | Municipal or another local authority | Continuous | Quarterly | Quarterly | 0 | 182.1 | 18730 | 89 | 23 | 25 | -2 | 45 | 25 | 20 |  |  | Approved
25991 | 2019-Q2 | Town of Carbonear | Fraise's Lane Outfall | Carbonear | Newfoundland and Labrador | Municipal or another local authority | Municipal or another local authority | Continuous | Quarterly | Quarterly | 0 | 182.1 | 16321 | 91 | 23 | 25 | -2 | 45 | 25 | 20 |  |  | Approved
25991 | 2019-Q3 | Town of Carbonear | Fraise's Lane Outfall | Carbonear | Newfoundland and Labrador | Municipal or another local authority | Municipal or another local authority | Continuous | Quarterly | Quarterly | 0 | 182.1 | 16243 | 90 | 23 | 25 | -2 | 45 | 25 | 20 |  |  | Approved
25991 | 2023-Q2 | Town of Carbonear | Fraise's Lane Outfall | Carbonear | Newfoundland and Labrador | Municipal or another local authority | Municipal or another local authority | Continuous | Quarterly | Quarterly | 0 | 182.1 | 2686.2 | 29 | 24 | 25 | -1 | 46 | 25 | 21 |  |  | Approved
25991 | 2023-Q4 | Town of Carbonear | Fraise's Lane Outfall | Carbonear | Newfoundland and Labrador | Municipal or another local authority | Municipal or another local authority | Continuous | Quarterly | Quarterly | 0 | 182.1 | 38310 | 92 | 56 | 25 | 31 | 33 | 25 | 8 |  |  | Approved
25991 | 2024-Q1 | Town of Carbonear | Fraise's Lane Outfall | Carbonear | Newfoundland and Labrador | Municipal or another local authority | Municipal or another local authority | Continuous | Quarterly | Quarterly | 0 | 182.1 | 54263.9 | 91 | 50 | 25 | 25 | 56 | 25 | 31 |  |  | Approved
25991 | 2024-Q2 | Town of Carbonear | Fraise's Lane Outfall | Carbonear | Newfoundland and Labrador | Municipal or another local authority | Municipal or another local authority | Continuous | Quarterly | Quarterly | 0 | 182.1 | 43035.4 | 91 | 30 | 25 | 5 | 20 | 25 | -5 |  |  | Approved
25992 | 2013-Q4 | Town of Carbonear | Churchill Circle Outfall | Carbonear | Newfoundland and Labrador | Municipal or another local authority | Municipal or another local authority | Continuous | Quarterly | Quarterly | 0 | 160 | 13881 | 92 | 0 | 0 | 0 | 0 | 0 | 0 |  |  | Approved
25992 | 2014-Q1 | Town of Carbonear | Churchill Circle Outfall | Carbonear | Newfoundland and Labrador | Municipal or another local authority | Municipal or another local authority | Continuous | Quarterly | Quarterly | 0 | 160 | 36196 | 90 | 0 | 0 | 0 | 0 | 0 | 0 |  |  | Approved
25992 | 2014-Q2 | Town of Carbonear | Churchill Circle Outfall | Carbonear | Newfoundland and Labrador | Municipal or another local authority | Municipal or another local authority | Continuous | Quarterly | Quarterly | 0 | 160 | 36678 | 91 | 0 | 0 | 0 | 0 | 0 | 0 |  |  | Approved
25992 | 2014-Q3 | Town of Carbonear | Churchill Circle Outfall | Carbonear | Newfoundland and Labrador | Municipal or another local authority | Municipal or another local authority | Continuous | Quarterly | Quarterly | 0 | 160 | 23368 | 92 | 0 | 0 | 0 | 0 | 0 | 0 |  |  | Approved
25992 | 2014-Q4 | Town of Carbonear | Churchill Circle Outfall | Carbonear | Newfoundland and Labrador | Municipal or another local authority | Municipal or another local authority | Continuous | Quarterly | Quarterly | 0 | 160 | 47304 | 90 | 0 | 0 | 0 | 0 | 0 | 0 |  |  | Approved
25992 | 2015-Q1 | Town of Carbonear | Churchill Circle Outfall | Carbonear | Newfoundland and Labrador | Municipal or another local authority | Municipal or another local authority | Continuous | Quarterly | Quarterly | 0 | 393.3 | 24596 | 90 | 30 | 25 | 5 | 19 | 25 | -6 |  |  | Approved
25992 | 2015-Q2 | Town of Carbonear | Churchill Circle Outfall | Carbonear | Newfoundland and Labrador | Municipal or another local authority | Municipal or another local authority | Continuous | Quarterly | Quarterly | 0 | 393.3 | 26544 | 91 | 30 | 25 | 5 | 19 | 25 | -6 |  |  | Approved
25992 | 2015-Q3 | Town of Carbonear | Churchill Circle Outfall | Carbonear | Newfoundland and Labrador | Municipal or another local authority | Municipal or another local authority | Continuous | Quarterly | Quarterly | 0 | 393.3 | 23368 | 92 | 29 | 25 | 4 | 18 | 25 | -7 |  |  | Approved
25992 | 2015-Q4 | Town of Carbonear | Churchill Circle Outfall | Carbonear | Newfoundland and Labrador | Municipal or another local authority | Municipal or another local authority | Continuous | Quarterly | Quarterly | 0 | 393.3 | 48438 | 92 | 30 | 25 | 5 | 19 | 25 | -6 |  |  | Approved
25992 | 2016-Q1 | Town of Carbonear | Churchill Circle Outfall | Carbonear | Newfoundland and Labrador | Municipal or another local authority | Municipal or another local authority | Continuous | Quarterly | Quarterly | 0 | 336.8 | 24365 | 91 | 43 | 25 | 18 | 57 | 25 | 32 |  |  | Approved
25992 | 2016-Q2 | Town of Carbonear | Churchill Circle Outfall | Carbonear | Newfoundland and Labrador | Municipal or another local authority | Municipal or another local authority | Continuous | Quarterly | Quarterly | 0 | 336.8 | 25064 | 91 | 43 | 25 | 18 | 57 | 25 | 32 |  |  | Approved
25992 | 2016-Q3 | Town of Carbonear | Churchill Circle Outfall | Carbonear | Newfoundland and Labrador | Municipal or another local authority | Municipal or another local authority | Continuous | Quarterly | Quarterly | 0 | 336.8 | 24248 | 92 | 26 | 25 | 1 | 18 | 25 | -7 |  |  | Approved
25992 | 2016-Q4 | Town of Carbonear | Churchill Circle Outfall | Carbonear | Newfoundland and Labrador | Municipal or another local authority | Municipal or another local authority | Continuous | Quarterly | Quarterly | 0 | 336.8 | 46865 | 92 | 26 | 25 | 1 | 18 | 25 | -7 |  |  | Approved
25992 | 2017-Q1 | Town of Carbonear | Churchill Circle Outfall | Carbonear | Newfoundland and Labrador | Municipal or another local authority | Municipal or another local authority | Continuous | Quarterly | Quarterly | 0 | 329.3 | 23899 | 90 | 36 | 25 | 11 | 47 | 25 | 22 |  |  | Approved
25992 | 2017-Q2 | Town of Carbonear | Churchill Circle Outfall | Carbonear | Newfoundland and Labrador | Municipal or another local authority | Municipal or another local authority | Continuous | Quarterly | Quarterly | 0 | 329.3 | 24715 | 91 | 36 | 25 | 11 | 47 | 25 | 22 |  |  | Approved
25992 | 2017-Q3 | Town of Carbonear | Churchill Circle Outfall | Carbonear | Newfoundland and Labrador | Municipal or another local authority | Municipal or another local authority | Continuous | Quarterly | Quarterly | 0 | 329.3 | 24482 | 92 | 2 | 25 | -23 | 0.5 | 25 | -24.5 |  |  | Approved
25992 | 2017-Q4 | Town of Carbonear | Churchill Circle Outfall | Carbonear | Newfoundland and Labrador | Municipal or another local authority | Municipal or another local authority | Continuous | Quarterly | Quarterly | 0 | 329.3 | 46165 | 92 | 2 | 25 | -23 | 0.5 | 25 | -24.5 |  |  | Approved
25992 | 2018-Q1 | Town of Carbonear | Churchill Circle Outfall | Carbonear | Newfoundland and Labrador | Municipal or another local authority | Municipal or another local authority | Continuous | Quarterly | Quarterly | 0 | 326.7 | 25181 | 90 | 56 | 25 | 31 | 56 | 25 | 31 |  |  | Approved
25992 | 2018-Q2 | Town of Carbonear | Churchill Circle Outfall | Carbonear | Newfoundland and Labrador | Municipal or another local authority | Municipal or another local authority | Continuous | Quarterly | Quarterly | 0 | 326.7 | 25531 | 91 | 56 | 25 | 31 | 56 | 25 | 31 |  |  | Approved
25992 | 2018-Q3 | Town of Carbonear | Churchill Circle Outfall | Carbonear | Newfoundland and Labrador | Municipal or another local authority | Municipal or another local authority | Continuous | Quarterly | Quarterly | 0 | 326.7 | 25064 | 92 | 56 | 25 | 31 | 56 | 25 | 31 |  |  | Approved
25992 | 2018-Q4 | Town of Carbonear | Churchill Circle Outfall | Carbonear | Newfoundland and Labrador | Municipal or another local authority | Municipal or another local authority | Continuous | Quarterly | Quarterly | 0 | 326.7 | 23899 | 91 | 23 | 25 | -2 | 45 | 25 | 20 |  |  | Approved
25992 | 2019-Q1 | Town of Carbonear | Churchill Circle Outfall | Carbonear | Newfoundland and Labrador | Municipal or another local authority | Municipal or another local authority | Continuous | Quarterly | Quarterly | 0 | 273.1 | 28095 | 89 | 23 | 25 | -2 | 45 | 25 | 20 |  |  | Approved
25992 | 2019-Q2 | Town of Carbonear | Churchill Circle Outfall | Carbonear | Newfoundland and Labrador | Municipal or another local authority | Municipal or another local authority | Continuous | Quarterly | Quarterly | 0 | 273.1 | 24482 | 91 | 23 | 25 | -2 | 45 | 25 | 20 |  |  | Approved
25992 | 2019-Q3 | Town of Carbonear | Churchill Circle Outfall | Carbonear | Newfoundland and Labrador | Municipal or another local authority | Municipal or another local authority | Continuous | Quarterly | Quarterly | 0 | 273.1 | 24365 | 90 | 23 | 25 | -2 | 45 | 25 | 20 |  |  | Approved
25992 | 2023-Q2 | Town of Carbonear | Churchill Circle Outfall | Carbonear | Newfoundland and Labrador | Municipal or another local authority | Municipal or another local authority | Continuous | Quarterly | Quarterly | 0 | 273.1 | 4029.4 | 29 | 24 | 25 | -1 | 46 | 25 | 21 |  |  | Approved
25992 | 2023-Q3 | Town of Carbonear | Churchill Circle Outfall | Carbonear | Newfoundland and Labrador | Municipal or another local authority | Municipal or another local authority | Continuous | Quarterly | Quarterly | 0 | 273.1 | 1 | 92 | 60 | 25 | 35 | 40 | 25 | 15 |  |  | Pending Approval
25992 | 2023-Q4 | Town of Carbonear | Churchill Circle Outfall | Carbonear | Newfoundland and Labrador | Municipal or another local authority | Municipal or another local authority | Continuous | Quarterly | Quarterly | 0 | 273.1 | 57465 | 92 | 56 | 25 | 31 | 33 | 25 | 8 |  |  | Approved
25992 | 2024-Q1 | Town of Carbonear | Churchill Circle Outfall | Carbonear | Newfoundland and Labrador | Municipal or another local authority | Municipal or another local authority | Continuous | Quarterly | Quarterly | 0 | 273.1 | 81395.8 | 91 | 50 | 25 | 25 | 56 | 25 | 31 |  |  | Approved
25992 | 2024-Q2 | Town of Carbonear | Churchill Circle Outfall | Carbonear | Newfoundland and Labrador | Municipal or another local authority | Municipal or another local authority | Continuous | Quarterly | Quarterly | 0 | 273.1 | 64553 | 91 | 30 | 25 | 5 | 20 | 25 | -5 |  |  | Approved
25993 | 2013-Q4 | Town of Carbonear | O'Driscoll's Lane Outfall | Carbonear | Newfoundland and Labrador | Municipal or another local authority | Municipal or another local authority | Continuous | Quarterly | Quarterly | 0 | 98 | 7732 | 92 | 0 | 0 | 0 | 0 | 0 | 0 |  |  | Approved
25993 | 2014-Q1 | Town of Carbonear | O'Driscoll's Lane Outfall | Carbonear | Newfoundland and Labrador | Municipal or another local authority | Municipal or another local authority | Continuous | Quarterly | Quarterly | 0 | 98 | 20116 | 90 | 0 | 0 | 0 | 0 | 0 | 0 |  |  | Approved
25993 | 2014-Q2 | Town of Carbonear | O'Driscoll's Lane Outfall | Carbonear | Newfoundland and Labrador | Municipal or another local authority | Municipal or another local authority | Continuous | Quarterly | Quarterly | 0 | 98 | 20417 | 91 | 0 | 0 | 0 | 0 | 0 | 0 |  |  | Approved
25993 | 2014-Q3 | Town of Carbonear | O'Driscoll's Lane Outfall | Carbonear | Newfoundland and Labrador | Municipal or another local authority | Municipal or another local authority | Continuous | Quarterly | Quarterly | 0 | 98 | 12949 | 92 | 0 | 0 | 0 | 0 | 0 | 0 |  |  | Approved
25993 | 2014-Q4 | Town of Carbonear | O'Driscoll's Lane Outfall | Carbonear | Newfoundland and Labrador | Municipal or another local authority | Municipal or another local authority | Continuous | Quarterly | Quarterly | 0 | 98 | 47304 | 90 | 0 | 0 | 0 | 0 | 0 | 0 |  |  | Approved
25993 | 2015-Q1 | Town of Carbonear | O'Driscoll's Lane Outfall | Carbonear | Newfoundland and Labrador | Municipal or another local authority | Municipal or another local authority | Continuous | Quarterly | Quarterly | 0 | 276.1 | 13698 | 90 | 30 | 25 | 5 | 19 | 25 | -6 |  |  | Approved
25993 | 2015-Q2 | Town of Carbonear | O'Driscoll's Lane Outfall | Carbonear | Newfoundland and Labrador | Municipal or another local authority | Municipal or another local authority | Continuous | Quarterly | Quarterly | 0 | 276.1 | 14733 | 91 | 30 | 25 | 5 | 19 | 25 | -6 |  |  | Approved
25993 | 2015-Q3 | Town of Carbonear | O'Driscoll's Lane Outfall | Carbonear | Newfoundland and Labrador | Municipal or another local authority | Municipal or another local authority | Continuous | Quarterly | Quarterly | 0 | 276.1 | 12949 | 92 | 29 | 25 | 4 | 19 | 25 | -6 |  |  | Approved
25993 | 2015-Q4 | Town of Carbonear | O'Driscoll's Lane Outfall | Carbonear | Newfoundland and Labrador | Municipal or another local authority | Municipal or another local authority | Continuous | Quarterly | Quarterly | 0 | 276.1 | 26910 | 92 | 30 | 25 | 5 | 19 | 25 | -6 |  |  | Approved
25993 | 2016-Q1 | Town of Carbonear | O'Driscoll's Lane Outfall | Carbonear | Newfoundland and Labrador | Municipal or another local authority | Municipal or another local authority | Continuous | Quarterly | Quarterly | 0 | 187.1 | 13536 | 91 | 43 | 25 | 18 | 57 | 25 | 32 |  |  | Approved
25993 | 2016-Q2 | Town of Carbonear | O'Driscoll's Lane Outfall | Carbonear | Newfoundland and Labrador | Municipal or another local authority | Municipal or another local authority | Continuous | Quarterly | Quarterly | 0 | 187.1 | 13925 | 91 | 43 | 25 | 18 | 57 | 25 | 32 |  |  | Approved
25993 | 2016-Q3 | Town of Carbonear | O'Driscoll's Lane Outfall | Carbonear | Newfoundland and Labrador | Municipal or another local authority | Municipal or another local authority | Continuous | Quarterly | Quarterly | 0 | 187.1 | 13471 | 92 | 26 | 25 | 1 | 18 | 25 | -7 |  |  | Approved
25993 | 2016-Q4 | Town of Carbonear | O'Driscoll's Lane Outfall | Carbonear | Newfoundland and Labrador | Municipal or another local authority | Municipal or another local authority | Continuous | Quarterly | Quarterly | 0 | 187.1 | 26036 | 92 | 26 | 25 | 1 | 18 | 25 | -7 |  |  | Approved
25993 | 2017-Q1 | Town of Carbonear | O'Driscoll's Lane Outfall | Carbonear | Newfoundland and Labrador | Municipal or another local authority | Municipal or another local authority | Continuous | Quarterly | Quarterly | 0 | 183 | 13277 | 90 | 36 | 25 | 11 | 47 | 25 | 22 |  |  | Approved
25993 | 2017-Q2 | Town of Carbonear | O'Driscoll's Lane Outfall | Carbonear | Newfoundland and Labrador | Municipal or another local authority | Municipal or another local authority | Continuous | Quarterly | Quarterly | 0 | 183 | 13730 | 91 | 36 | 25 | 11 | 47 | 25 | 22 |  |  | Approved
25993 | 2017-Q3 | Town of Carbonear | O'Driscoll's Lane Outfall | Carbonear | Newfoundland and Labrador | Municipal or another local authority | Municipal or another local authority | Continuous | Quarterly | Quarterly | 0 | 183 | 25647 | 92 | 2 | 25 | -23 | 0.5 | 25 | -24.5 |  |  | Approved
25993 | 2017-Q4 | Town of Carbonear | O'Driscoll's Lane Outfall | Carbonear | Newfoundland and Labrador | Municipal or another local authority | Municipal or another local authority | Continuous | Quarterly | Quarterly | 0 | 183 | 13601 | 92 | 2 | 25 | -23 | 0.5 | 25 | -24.5 |  |  | Approved
25993 | 2018-Q1 | Town of Carbonear | O'Driscoll's Lane Outfall | Carbonear | Newfoundland and Labrador | Municipal or another local authority | Municipal or another local authority | Continuous | Quarterly | Quarterly | 0 | 181.5 | 13989 | 90 | 56 | 25 | 31 | 56 | 25 | 31 |  |  | Approved
25993 | 2018-Q2 | Town of Carbonear | O'Driscoll's Lane Outfall | Carbonear | Newfoundland and Labrador | Municipal or another local authority | Municipal or another local authority | Continuous | Quarterly | Quarterly | 0 | 181.5 | 14184 | 91 | 56 | 25 | 31 | 56 | 25 | 31 |  |  | Approved
25993 | 2018-Q3 | Town of Carbonear | O'Driscoll's Lane Outfall | Carbonear | Newfoundland and Labrador | Municipal or another local authority | Municipal or another local authority | Continuous | Quarterly | Quarterly | 0 | 181.5 | 13925 | 92 | 56 | 25 | 31 | 56 | 25 | 31 |  |  | Approved
25993 | 2018-Q4 | Town of Carbonear | O'Driscoll's Lane Outfall | Carbonear | Newfoundland and Labrador | Municipal or another local authority | Municipal or another local authority | Continuous | Quarterly | Quarterly | 0 | 181.5 | 13277 | 91 | 23 | 25 | -2 | 45 | 25 | 20 |  |  | Approved
25993 | 2019-Q1 | Town of Carbonear | O'Driscoll's Lane Outfall | Carbonear | Newfoundland and Labrador | Municipal or another local authority | Municipal or another local authority | Continuous | Quarterly | Quarterly | 0 | 151.7 | 15609 | 89 | 23 | 25 | -2 | 45 | 25 | 20 |  |  | Approved
25993 | 2019-Q2 | Town of Carbonear | O'Driscoll's Lane Outfall | Carbonear | Newfoundland and Labrador | Municipal or another local authority | Municipal or another local authority | Continuous | Quarterly | Quarterly | 0 | 151.7 | 13601 | 91 | 23 | 25 | -2 | 45 | 25 | 20 |  |  | Approved
25993 | 2019-Q3 | Town of Carbonear | O'Driscoll's Lane Outfall | Carbonear | Newfoundland and Labrador | Municipal or another local authority | Municipal or another local authority | Continuous | Quarterly | Quarterly | 0 | 151.7 | 13536 | 90 | 23 | 25 | -2 | 45 | 25 | 20 |  |  | Approved
25993 | 2023-Q2 | Town of Carbonear | O'Driscoll's Lane Outfall | Carbonear | Newfoundland and Labrador | Municipal or another local authority | Municipal or another local authority | Continuous | Quarterly | Quarterly | 0 | 151.7 | 2238.5 | 29 | 24 | 25 | -1 | 46 | 25 | 21 |  |  | Approved
25993 | 2023-Q4 | Town of Carbonear | O'Driscoll's Lane Outfall | Carbonear | Newfoundland and Labrador | Municipal or another local authority | Municipal or another local authority | Continuous | Quarterly | Quarterly | 0 | 151.7 | 31925 | 92 | 56 | 25 | 31 | 33 | 25 | 8 |  |  | Approved
25993 | 2024-Q1 | Town of Carbonear | O'Driscoll's Lane Outfall | Carbonear | Newfoundland and Labrador | Municipal or another local authority | Municipal or another local authority | Continuous | Quarterly | Quarterly | 0 | 151.7 | 45219.9 | 91 | 50 | 25 | 25 | 56 | 25 | 31 |  |  | Approved
25993 | 2024-Q2 | Town of Carbonear | O'Driscoll's Lane Outfall | Carbonear | Newfoundland and Labrador | Municipal or another local authority | Municipal or another local authority | Continuous | Quarterly | Quarterly | 0 | 151.7 | 35862.8 | 91 | 30 | 25 | 5 | 20 | 25 | -5 |  |  | Approved
25998 | 2013-annuel/annual | Nalcor Energy | Bull Arm Site Sewage Treatment Plant | Bull Arm | Newfoundland and Labrador | Other | Other | Continuous | Annually | Annually | 0 | 140.9 | 51429 | 365 | 0 | 0 | 0 | 0 | 0 | 0 |  |  | Approved
25998 | 2014-annuel/annual | Nalcor Energy | Bull Arm Site Sewage Treatment Plant | Bull Arm | Newfoundland and Labrador | Other | Other | Continuous | Annually | Annually | 0 | 140.9 | 66344.7 | 365 | 26.3 | 0 | 0 | 36.2 | 0 | 0 |  |  | Approved
25998 | 2015-annuel/annual | Nalcor Energy | Bull Arm Site Sewage Treatment Plant | Bull Arm | Newfoundland and Labrador | Other | Other | Continuous | Annually | Annually | 0 | 181.8 | 65229.5 | 365 | 4 | 25 | -21 | 7.1 | 25 | -17.9 |  |  | Approved
25999 | 2013-Q1 | Town of Gander | Beaverwood STP | Gander | Newfoundland and Labrador | Municipal or another local authority | Municipal or another local authority | Continuous | Quarterly | Quarterly | 0 | 3516 | 316440 | 90 | 0 | 0 | 0 | 0 | 0 | 0 |  |  | Approved
25999 | 2013-Q2 | Town of Gander | Beaverwood STP | Gander | Newfoundland and Labrador | Municipal or another local authority | Municipal or another local authority | Continuous | Quarterly | Quarterly | 0 | 3516 | 316440 | 90 | 0 | 0 | 0 | 0 | 0 | 0 |  |  | Approved
25999 | 2013-Q3 | Town of Gander | Beaverwood STP | Gander | Newfoundland and Labrador | Municipal or another local authority | Municipal or another local authority | Continuous | Quarterly | Quarterly | 0 | 3516 | 316440 | 90 | 0 | 0 | 0 | 0 | 0 | 0 |  |  | Approved
25999 | 2013-Q4 | Town of Gander | Beaverwood STP | Gander | Newfoundland and Labrador | Municipal or another local authority | Municipal or another local authority | Continuous | Quarterly | Quarterly | 0 | 3516 | 316440 | 90 | 0 | 0 | 0 | 0 | 0 | 0 |  |  | Approved
25999 | 2014-Q1 | Town of Gander | Beaverwood STP | Gander | Newfoundland and Labrador | Municipal or another local authority | Municipal or another local authority | Continuous | Quarterly | Quarterly | 0 | 3467.8 | 316440 | 90 | 28.5 | 0 | 0 | 33 | 0 | 0 |  |  | Approved
25999 | 2014-Q2 | Town of Gander | Beaverwood STP | Gander | Newfoundland and Labrador | Municipal or another local authority | Municipal or another local authority | Continuous | Quarterly | Quarterly | 0 | 3467.8 | 316440 | 90 | 40 | 0 | 0 | 37.6 | 0 | 0 |  |  | Approved
25999 | 2014-Q3 | Town of Gander | Beaverwood STP | Gander | Newfoundland and Labrador | Municipal or another local authority | Municipal or another local authority | Continuous | Quarterly | Quarterly | 0 | 3467.8 | 312102 | 90 | 45 | 0 | 0 | 50 | 0 | 0 |  |  | Approved
25999 | 2014-Q4 | Town of Gander | Beaverwood STP | Gander | Newfoundland and Labrador | Municipal or another local authority | Municipal or another local authority | Continuous | Quarterly | Quarterly | 0 | 3467.8 | 312102 | 90 | 27.9 | 0 | 0 | 21.7 | 0 | 0 |  |  | Approved
25999 | 2015-Q1 | Town of Gander | Beaverwood STP | Gander | Newfoundland and Labrador | Municipal or another local authority | Municipal or another local authority | Continuous | Quarterly | Quarterly | 0 | 3444.1 | 312102 | 90 | 33.4 | 95 | -61.6 | 30.3 | 63 | -32.7 | End date - December 31, 2030 | Date d’échéance du 31 décembre 2030 | Approved
25999 | 2015-Q2 | Town of Gander | Beaverwood STP | Gander | Newfoundland and Labrador | Municipal or another local authority | Municipal or another local authority | Continuous | Quarterly | Quarterly | 0 | 3444.1 | 312102 | 90 | 66.4 | 95 | -28.6 | 39.1 | 63 | -23.9 | End date - December 31, 2030 | Date d’échéance du 31 décembre 2030 | Approved
25999 | 2015-Q3 | Town of Gander | Beaverwood STP | Gander | Newfoundland and Labrador | Municipal or another local authority | Municipal or another local authority | Continuous | Quarterly | Quarterly | 0 | 3444.1 | 312102 | 90 | 72 | 95 | -23 | 46 | 63 | -17 | End date - December 31, 2030 | Date d’échéance du 31 décembre 2030 | Approved
25999 | 2015-Q4 | Town of Gander | Beaverwood STP | Gander | Newfoundland and Labrador | Municipal or another local authority | Municipal or another local authority | Continuous | Quarterly | Quarterly | 0 | 3444.1 | 312102 | 90 | 65.3 | 95 | -29.7 | 46.7 | 63 | -16.3 | End date - December 31, 2030 | Date d’échéance du 31 décembre 2030 | Approved
25999 | 2016-Q1 | Town of Gander | Beaverwood STP | Gander | Newfoundland and Labrador | Municipal or another local authority | Municipal or another local authority | Continuous | Quarterly | Quarterly | 0 | 3420.3 | 312102 | 90 | 74.7 | 95 | -20.3 | 37.9 | 63 | -25.1 | End date - December 31, 2030 | Date d’échéance du 31 décembre 2030 | Approved
25999 | 2016-Q2 | Town of Gander | Beaverwood STP | Gander | Newfoundland and Labrador | Municipal or another local authority | Municipal or another local authority | Continuous | Quarterly | Quarterly | 0 | 3420.3 | 312102 | 90 | 50.6 | 95 | -44.4 | 77.8 | 63 | 14.8 | End date - December 31, 2030 | Date d’échéance du 31 décembre 2030 | Approved
25999 | 2016-Q3 | Town of Gander | Beaverwood STP | Gander | Newfoundland and Labrador | Municipal or another local authority | Municipal or another local authority | Continuous | Quarterly | Quarterly | 0 | 3420.3 | 312102 | 90 | 76.1 | 95 | -18.9 | 72.6 | 63 | 9.6 | End date - December 31, 2030 | Date d’échéance du 31 décembre 2030 | Approved
25999 | 2016-Q4 | Town of Gander | Beaverwood STP | Gander | Newfoundland and Labrador | Municipal or another local authority | Municipal or another local authority | Continuous | Quarterly | Quarterly | 0 | 3420.3 | 312102 | 90 | 56.7 | 95 | -38.3 | 57 | 63 | -6 | End date - December 31, 2030 | Date d’échéance du 31 décembre 2030 | Approved
25999 | 2017-Q1 | Town of Gander | Beaverwood STP | Gander | Newfoundland and Labrador | Municipal or another local authority | Municipal or another local authority | Continuous | Quarterly | Quarterly | 0 | 3420.3 | 312102 | 90 | 72.3 | 95 | -22.7 | 60.4 | 63 | -2.6 | End date - December 31, 2030 | Date d’échéance du 31 décembre 2030 | Approved
25999 | 2017-Q2 | Town of Gander | Beaverwood STP | Gander | Newfoundland and Labrador | Municipal or another local authority | Municipal or another local authority | Continuous | Quarterly | Quarterly | 0 | 3420.3 | 312102 | 90 | 36.6 | 95 | -58.4 | 31.2 | 63 | -31.8 | End date - December 31, 2030 | Date d’échéance du 31 décembre 2030 | Approved
25999 | 2017-Q3 | Town of Gander | Beaverwood STP | Gander | Newfoundland and Labrador | Municipal or another local authority | Municipal or another local authority | Continuous | Quarterly | Quarterly | 0 | 3420.3 | 312102 | 90 | 67.4 | 95 | -27.6 | 46.9 | 63 | -16.1 | End date - December 31, 2030 | Date d’échéance du 31 décembre 2030 | Approved
25999 | 2017-Q4 | Town of Gander | Beaverwood STP | Gander | Newfoundland and Labrador | Municipal or another local authority | Municipal or another local authority | Continuous | Quarterly | Quarterly | 0 | 3420.3 | 312102 | 90 | 69.8 | 95 | -25.2 | 41.3 | 63 | -21.7 | End date - December 31, 2030 | Date d’échéance du 31 décembre 2030 | Approved
25999 | 2018-Q1 | Town of Gander | Beaverwood STP | Gander | Newfoundland and Labrador | Municipal or another local authority | Municipal or another local authority | Continuous | Quarterly | Quarterly | 0 | 3420.3 | 312102 | 90 | 62.3 | 95 | -32.7 | 126.3 | 63 | 63.3 | End date - December 31, 2030 | Date d’échéance du 31 décembre 2030 | Approved
25999 | 2018-Q2 | Town of Gander | Beaverwood STP | Gander | Newfoundland and Labrador | Municipal or another local authority | Municipal or another local authority | Continuous | Quarterly | Quarterly | 0 | 3420.3 | 312102 | 90 | 58.3 | 95 | -36.7 | 80.8 | 63 | 17.8 | End date - December 31, 2030 | Date d’échéance du 31 décembre 2030 | Approved
25999 | 2018-Q3 | Town of Gander | Beaverwood STP | Gander | Newfoundland and Labrador | Municipal or another local authority | Municipal or another local authority | Continuous | Quarterly | Quarterly | 0 | 3420.3 | 312102 | 90 | 80.4 | 95 | -14.6 | 134.9 | 63 | 71.9 | End date - December 31, 2030 | Date d’échéance du 31 décembre 2030 | Approved
25999 | 2018-Q4 | Town of Gander | Beaverwood STP | Gander | Newfoundland and Labrador | Municipal or another local authority | Municipal or another local authority | Continuous | Quarterly | Quarterly | 0 | 3420.3 | 312102 | 90 | 86.6 | 95 | -8.4 | 157.6 | 63 | 94.6 | End date - December 31, 2030 | Date d’échéance du 31 décembre 2030 | Approved
25999 | 2019-Q1 | Town of Gander | Beaverwood STP | Gander | Newfoundland and Labrador | Municipal or another local authority | Municipal or another local authority | Continuous | Quarterly | Quarterly | 0 | 3420.3 | 312102 | 90 | 37.4 | 95 | -57.6 | 40.9 | 63 | -22.1 | Early Expired | Expiration avant terme | Approved
25999 | 2019-Q2 | Town of Gander | Beaverwood STP | Gander | Newfoundland and Labrador | Municipal or another local authority | Municipal or another local authority | Continuous | Quarterly | Quarterly | 0 | 3420.3 | 312102 | 90 | 50.7 | 95 | -44.3 | 57.2 | 63 | -5.8 | Early Expired | Expiration avant terme | Approved
25999 | 2019-Q3 | Town of Gander | Beaverwood STP | Gander | Newfoundland and Labrador | Municipal or another local authority | Municipal or another local authority | Continuous | Quarterly | Quarterly | 0 | 3420.3 | 312102 | 90 | 111.4 | 95 | 16.4 | 52.1 | 63 | -10.9 | Early Expired | Expiration avant terme | Approved
25999 | 2019-Q4 | Town of Gander | Beaverwood STP | Gander | Newfoundland and Labrador | Municipal or another local authority | Municipal or another local authority | Continuous | Quarterly | Quarterly | 0 | 3420.3 | 312102 | 90 | 69.7 | 95 | -25.3 | 43.8 | 63 | -19.2 | Early Expired | Expiration avant terme | Approved
25999 | 2020-Q1 | Town of Gander | Beaverwood STP | Gander | Newfoundland and Labrador | Municipal or another local authority | Municipal or another local authority | Continuous | Quarterly | Quarterly | 0 | 3420.3 | 208068 | 60 | 85.3 | 95 | -9.7 | 51 | 63 | -12 | Early Expired | Expiration avant terme | Approved
26001 | 2013-Q1 | Town of Gander | Magee Rd. STP | Gander | Newfoundland and Labrador | Municipal or another local authority | Municipal or another local authority | Continuous | Quarterly | Quarterly | 0 | 2134 | 192060 | 90 | 0 | 0 | 0 | 0 | 0 | 0 |  |  | Approved
26001 | 2013-Q2 | Town of Gander | Magee Rd. STP | Gander | Newfoundland and Labrador | Municipal or another local authority | Municipal or another local authority | Continuous | Quarterly | Quarterly | 0 | 2134 | 192060 | 90 | 0 | 0 | 0 | 0 | 0 | 0 |  |  | Approved
26001 | 2013-Q3 | Town of Gander | Magee Rd. STP | Gander | Newfoundland and Labrador | Municipal or another local authority | Municipal or another local authority | Continuous | Quarterly | Quarterly | 0 | 2134 | 192060 | 90 | 0 | 0 | 0 | 0 | 0 | 0 |  |  | Approved
26001 | 2013-Q4 | Town of Gander | Magee Rd. STP | Gander | Newfoundland and Labrador | Municipal or another local authority | Municipal or another local authority | Continuous | Quarterly | Quarterly | 0 | 2134 | 192060 | 90 | 0 | 0 | 0 | 0 | 0 | 0 |  |  | Approved
26001 | 2014-Q1 | Town of Gander | Magee Rd. STP | Gander | Newfoundland and Labrador | Municipal or another local authority | Municipal or another local authority | Continuous | Quarterly | Quarterly | 0 | 2104.8 | 192060 | 90 | 0 | 0 | 0 | 0 | 0 | 0 |  |  | Approved
26001 | 2014-Q2 | Town of Gander | Magee Rd. STP | Gander | Newfoundland and Labrador | Municipal or another local authority | Municipal or another local authority | Continuous | Quarterly | Quarterly | 0 | 2104.8 | 192060 | 90 | 65 | 0 | 0 | 183 | 0 | 0 |  |  | Approved
26001 | 2014-Q3 | Town of Gander | Magee Rd. STP | Gander | Newfoundland and Labrador | Municipal or another local authority | Municipal or another local authority | Continuous | Quarterly | Quarterly | 0 | 2104.8 | 192060 | 90 | 93 | 0 | 0 | 120 | 0 | 0 |  |  | Approved
26001 | 2014-Q4 | Town of Gander | Magee Rd. STP | Gander | Newfoundland and Labrador | Municipal or another local authority | Municipal or another local authority | Continuous | Quarterly | Quarterly | 0 | 2104.8 | 192060 | 90 | 83 | 0 | 0 | 166.3 | 0 | 0 |  |  | Approved
26001 | 2015-Q1 | Town of Gander | Magee Rd. STP | Gander | Newfoundland and Labrador | Municipal or another local authority | Municipal or another local authority | Continuous | Quarterly | Quarterly | 0 | 2104.8 | 192060 | 90 | 58.8 | 25 | 33.8 | 129.5 | 25 | 104.5 |  |  | Approved
26001 | 2015-Q2 | Town of Gander | Magee Rd. STP | Gander | Newfoundland and Labrador | Municipal or another local authority | Municipal or another local authority | Continuous | Quarterly | Quarterly | 0 | 2104.8 | 192060 | 90 | 91.6 | 25 | 66.6 | 184.2 | 25 | 159.2 |  |  | Approved
26001 | 2015-Q3 | Town of Gander | Magee Rd. STP | Gander | Newfoundland and Labrador | Municipal or another local authority | Municipal or another local authority | Continuous | Quarterly | Quarterly | 0 | 2104.8 | 192060 | 90 | 88 | 25 | 63 | 202 | 25 | 177 |  |  | Approved
26001 | 2015-Q4 | Town of Gander | Magee Rd. STP | Gander | Newfoundland and Labrador | Municipal or another local authority | Municipal or another local authority | Continuous | Quarterly | Quarterly | 0 | 2104.8 | 192060 | 90 | 105.1 | 25 | 80.1 | 159.6 | 25 | 134.6 |  |  | Approved
26001 | 2016-Q1 | Town of Gander | Magee Rd. STP | Gander | Newfoundland and Labrador | Municipal or another local authority | Municipal or another local authority | Continuous | Quarterly | Quarterly | 0 | 2104.8 | 192060 | 90 | 65.9 | 25 | 40.9 | 81.4 | 25 | 56.4 |  |  | Approved
26001 | 2016-Q2 | Town of Gander | Magee Rd. STP | Gander | Newfoundland and Labrador | Municipal or another local authority | Municipal or another local authority | Continuous | Quarterly | Quarterly | 0 | 2104.8 | 192060 | 90 | 83.3 | 25 | 58.3 | 131.3 | 25 | 106.3 |  |  | Approved
26001 | 2016-Q3 | Town of Gander | Magee Rd. STP | Gander | Newfoundland and Labrador | Municipal or another local authority | Municipal or another local authority | Continuous | Quarterly | Quarterly | 0 | 2104.8 | 192060 | 90 | 95.1 | 25 | 70.1 | 177.3 | 25 | 152.3 |  |  | Approved
26001 | 2016-Q4 | Town of Gander | Magee Rd. STP | Gander | Newfoundland and Labrador | Municipal or another local authority | Municipal or another local authority | Continuous | Quarterly | Quarterly | 0 | 2104.8 | 192060 | 90 | 81.3 | 25 | 56.3 | 98.3 | 25 | 73.3 |  |  | Approved
26001 | 2017-Q1 | Town of Gander | Magee Rd. STP | Gander | Newfoundland and Labrador | Municipal or another local authority | Municipal or another local authority | Continuous | Quarterly | Quarterly | 0 | 2104.8 | 192060 | 90 | 62 | 25 | 37 | 97 | 25 | 72 |  |  | Approved
26001 | 2017-Q2 | Town of Gander | Magee Rd. STP | Gander | Newfoundland and Labrador | Municipal or another local authority | Municipal or another local authority | Continuous | Quarterly | Quarterly | 0 | 2104.8 | 192060 | 90 | 47.5 | 25 | 22.5 | 174.7 | 25 | 149.7 |  |  | Approved
26001 | 2017-Q3 | Town of Gander | Magee Rd. STP | Gander | Newfoundland and Labrador | Municipal or another local authority | Municipal or another local authority | Continuous | Quarterly | Quarterly | 0 | 2104.8 | 192060 | 90 | 96.4 | 25 | 71.4 | 137.4 | 25 | 112.4 |  |  | Approved
26001 | 2017-Q4 | Town of Gander | Magee Rd. STP | Gander | Newfoundland and Labrador | Municipal or another local authority | Municipal or another local authority | Continuous | Quarterly | Quarterly | 0 | 2104.8 | 192060 | 90 | 80.2 | 25 | 55.2 | 125.7 | 25 | 100.7 |  |  | Approved
26001 | 2018-Q1 | Town of Gander | Magee Rd. STP | Gander | Newfoundland and Labrador | Municipal or another local authority | Municipal or another local authority | Continuous | Quarterly | Quarterly | 0 | 2104.8 | 192060 | 90 | 62.3 | 25 | 37.3 | 126.3 | 25 | 101.3 |  |  | Approved
26001 | 2018-Q2 | Town of Gander | Magee Rd. STP | Gander | Newfoundland and Labrador | Municipal or another local authority | Municipal or another local authority | Continuous | Quarterly | Quarterly | 0 | 2104.8 | 192060 | 90 | 58.3 | 25 | 33.3 | 80.8 | 25 | 55.8 |  |  | Approved
26001 | 2018-Q3 | Town of Gander | Magee Rd. STP | Gander | Newfoundland and Labrador | Municipal or another local authority | Municipal or another local authority | Continuous | Quarterly | Quarterly | 0 | 2104.8 | 192060 | 90 | 80.4 | 25 | 55.4 | 134.9 | 25 | 109.9 |  |  | Approved
26001 | 2018-Q4 | Town of Gander | Magee Rd. STP | Gander | Newfoundland and Labrador | Municipal or another local authority | Municipal or another local authority | Continuous | Quarterly | Quarterly | 0 | 2104.8 | 192060 | 90 | 86.6 | 25 | 61.6 | 157.6 | 25 | 132.6 |  |  | Approved
26001 | 2019-Q1 | Town of Gander | Magee Rd. STP | Gander | Newfoundland and Labrador | Municipal or another local authority | Municipal or another local authority | Continuous | Quarterly | Quarterly | 0 | 2104.8 | 192060 | 90 | 62.9 | 25 | 37.9 | 72.9 | 25 | 47.9 |  |  | Approved
26001 | 2019-Q2 | Town of Gander | Magee Rd. STP | Gander | Newfoundland and Labrador | Municipal or another local authority | Municipal or another local authority | Continuous | Quarterly | Quarterly | 0 | 2104.8 | 192060 | 90 | 87.5 | 25 | 62.5 | 99.2 | 25 | 74.2 |  |  | Approved
26001 | 2019-Q3 | Town of Gander | Magee Rd. STP | Gander | Newfoundland and Labrador | Municipal or another local authority | Municipal or another local authority | Continuous | Quarterly | Quarterly | 0 | 2104.8 | 192060 | 90 | 101.7 | 25 | 76.7 | 205 | 25 | 180 |  |  | Approved
26001 | 2019-Q4 | Town of Gander | Magee Rd. STP | Gander | Newfoundland and Labrador | Municipal or another local authority | Municipal or another local authority | Continuous | Quarterly | Quarterly | 0 | 2104.8 | 192060 | 90 | 75.3 | 25 | 50.3 | 163.9 | 25 | 138.9 |  |  | Approved
26001 | 2020-Q1 | Town of Gander | Magee Rd. STP | Gander | Newfoundland and Labrador | Municipal or another local authority | Municipal or another local authority | Continuous | Quarterly | Quarterly | 0 | 2104.8 | 128040 | 60 | 56.7 | 25 | 31.7 | 111.7 | 25 | 86.7 |  |  | Approved
26062 | 2013-Q1 | Town of Grand Bank | Outfall 1 | Grand Bank | Newfoundland and Labrador | Municipal or another local authority | Municipal or another local authority | Continuous | Quarterly | Quarterly | 0 | 817 | 72713 | 89 | 0 | 0 | 0 | 0 | 0 | 0 |  |  | Approved
26062 | 2013-Q2 | Town of Grand Bank | Outfall 1 | Grand Bank | Newfoundland and Labrador | Municipal or another local authority | Municipal or another local authority | Continuous | Quarterly | Quarterly | 0 | 817 | 74347 | 91 | 0 | 0 | 0 | 0 | 0 | 0 |  |  | Approved
26062 | 2013-Q3 | Town of Grand Bank | Outfall 1 | Grand Bank | Newfoundland and Labrador | Municipal or another local authority | Municipal or another local authority | Continuous | Quarterly | Quarterly | 0 | 817 | 75164 | 92 | 0 | 0 | 0 | 0 | 0 | 0 |  |  | Approved
26062 | 2013-Q4 | Town of Grand Bank | Outfall 1 | Grand Bank | Newfoundland and Labrador | Municipal or another local authority | Municipal or another local authority | Continuous | Quarterly | Quarterly | 0 | 817 | 75164 | 92 | 0 | 0 | 0 | 0 | 0 | 0 |  |  | Approved
26062 | 2014-Q1 | Town of Grand Bank | Outfall 1 | Grand Bank | Newfoundland and Labrador | Municipal or another local authority | Municipal or another local authority | Continuous | Quarterly | Quarterly | 0 | 814.8 | 1932 | 90 | 0 | 0 | 0 | 0 | 0 | 0 |  |  | Approved
26062 | 2014-Q2 | Town of Grand Bank | Outfall 1 | Grand Bank | Newfoundland and Labrador | Municipal or another local authority | Municipal or another local authority | Continuous | Quarterly | Quarterly | 0 | 814.8 | 1932 | 91 | 0 | 0 | 0 | 0 | 0 | 0 |  |  | Approved
26062 | 2014-Q3 | Town of Grand Bank | Outfall 1 | Grand Bank | Newfoundland and Labrador | Municipal or another local authority | Municipal or another local authority | Continuous | Quarterly | Quarterly | 0 | 814.8 |  | 92 | 0 | 0 | 0 | 0.1 | 0 | 0 |  |  | Approved
26062 | 2014-Q4 | Town of Grand Bank | Outfall 1 | Grand Bank | Newfoundland and Labrador | Municipal or another local authority | Municipal or another local authority | Continuous | Quarterly | Quarterly | 0 | 814.8 | 1932 | 92 | 69 | 0 | 0 | 44 | 0 | 0 |  |  | Approved
26062 | 2015-Q1 | Town of Grand Bank | Outfall 1 | Grand Bank | Newfoundland and Labrador | Municipal or another local authority | Municipal or another local authority | Continuous | Quarterly | Quarterly | 0 | 18.6 | 1979.6 | 90 | 33.7 | 25 | 8.7 | 51.3 | 25 | 26.3 |  |  | Approved
26062 | 2015-Q2 | Town of Grand Bank | Outfall 1 | Grand Bank | Newfoundland and Labrador | Municipal or another local authority | Municipal or another local authority | Continuous | Quarterly | Quarterly | 0 | 18.6 | 2202.9 | 91 | 113.3 | 25 | 88.3 | 83 | 25 | 58 |  |  | Approved
26062 | 2015-Q3 | Town of Grand Bank | Outfall 1 | Grand Bank | Newfoundland and Labrador | Municipal or another local authority | Municipal or another local authority | Continuous | Quarterly | Quarterly | 0 | 18.6 | 48224 | 92 | 52.7 | 25 | 27.7 | 29.3 | 25 | 4.3 |  |  | Approved
26062 | 2015-Q4 | Town of Grand Bank | Outfall 1 | Grand Bank | Newfoundland and Labrador | Municipal or another local authority | Municipal or another local authority | Continuous | Quarterly | Quarterly | 0 | 18.6 | 50566 | 92 | 53.3 | 25 | 28.3 | 65 | 25 | 40 |  |  | Approved
26062 | 2016-Q1 | Town of Grand Bank | Outfall 1 | Grand Bank | Newfoundland and Labrador | Municipal or another local authority | Municipal or another local authority | Continuous | Quarterly | Quarterly | 0 | 282.1 | 75480 | 91 | 72.7 | 25 | 47.7 | 34 | 25 | 9 |  |  | Approved
26062 | 2016-Q2 | Town of Grand Bank | Outfall 1 | Grand Bank | Newfoundland and Labrador | Municipal or another local authority | Municipal or another local authority | Continuous | Quarterly | Quarterly | 0 | 282.1 | 65205 | 91 | 41 | 25 | 16 | 36 | 25 | 11 |  |  | Approved
26062 | 2016-Q3 | Town of Grand Bank | Outfall 1 | Grand Bank | Newfoundland and Labrador | Municipal or another local authority | Municipal or another local authority | Continuous | Quarterly | Quarterly | 0 | 282.1 | 52040 | 92 | 65 | 25 | 40 | 67 | 25 | 42 |  |  | Approved
26062 | 2016-Q4 | Town of Grand Bank | Outfall 1 | Grand Bank | Newfoundland and Labrador | Municipal or another local authority | Municipal or another local authority | Continuous | Quarterly | Quarterly | 0 | 282.1 | 100827 | 92 | 59 | 25 | 34 | 23.7 | 25 | -1.3 |  |  | Approved
26062 | 2017-Q1 | Town of Grand Bank | Outfall 1 | Grand Bank | Newfoundland and Labrador | Municipal or another local authority | Municipal or another local authority | Continuous | Quarterly | Quarterly | 0 | 802.1 | 106449 | 90 | 39.6 | 25 | 14.6 | 22 | 25 | -3 |  |  | Approved
26062 | 2017-Q2 | Town of Grand Bank | Outfall 1 | Grand Bank | Newfoundland and Labrador | Municipal or another local authority | Municipal or another local authority | Continuous | Quarterly | Quarterly | 0 | 802.1 | 80057 | 91 | 45 | 25 | 20 | 38.7 | 25 | 13.7 |  |  | Approved
26062 | 2017-Q3 | Town of Grand Bank | Outfall 1 | Grand Bank | Newfoundland and Labrador | Municipal or another local authority | Municipal or another local authority | Continuous | Quarterly | Quarterly | 0 | 802.1 | 58690 | 92 | 47.7 | 25 | 22.7 | 60 | 25 | 35 |  |  | Approved
26062 | 2017-Q4 | Town of Grand Bank | Outfall 1 | Grand Bank | Newfoundland and Labrador | Municipal or another local authority | Municipal or another local authority | Continuous | Quarterly | Quarterly | 0 | 802.1 | 55813 | 92 | 57.3 | 25 | 32.3 | 63.7 | 25 | 38.7 |  |  | Approved
26062 | 2018-Q1 | Town of Grand Bank | Outfall 1 | Grand Bank | Newfoundland and Labrador | Municipal or another local authority | Municipal or another local authority | Continuous | Quarterly | Quarterly | 0 | 824.7 | 106845 | 90 | 85.7 | 25 | 60.7 | 51.3 | 25 | 26.3 |  |  | Approved
26062 | 2018-Q2 | Town of Grand Bank | Outfall 1 | Grand Bank | Newfoundland and Labrador | Municipal or another local authority | Municipal or another local authority | Continuous | Quarterly | Quarterly | 0 | 824.7 | 118848 | 91 | 39.3 | 25 | 14.3 | 21.3 | 25 | -3.7 |  |  | Approved
26062 | 2018-Q3 | Town of Grand Bank | Outfall 1 | Grand Bank | Newfoundland and Labrador | Municipal or another local authority | Municipal or another local authority | Continuous | Quarterly | Quarterly | 0 | 824.7 | 58975 | 92 | 42.3 | 25 | 17.3 | 33 | 25 | 8 |  |  | Approved
26062 | 2018-Q4 | Town of Grand Bank | Outfall 1 | Grand Bank | Newfoundland and Labrador | Municipal or another local authority | Municipal or another local authority | Continuous | Quarterly | Quarterly | 0 | 824.7 | 147386.6 | 92 | 40 | 25 | 15 | 27 | 25 | 2 |  |  | Approved
26062 | 2019-Q1 | Town of Grand Bank | Outfall 1 | Grand Bank | Newfoundland and Labrador | Municipal or another local authority | Municipal or another local authority | Continuous | Quarterly | Quarterly | 0 | 1183.7 | 108916.3 | 90 | 23.7 | 25 | -1.3 | 37 | 25 | 12 |  |  | Approved
26062 | 2019-Q2 | Town of Grand Bank | Outfall 1 | Grand Bank | Newfoundland and Labrador | Municipal or another local authority | Municipal or another local authority | Continuous | Quarterly | Quarterly | 0 | 1183.7 | 82972 | 91 | 37 | 25 | 12 | 22 | 25 | -3 |  |  | Approved
26062 | 2019-Q3 | Town of Grand Bank | Outfall 1 | Grand Bank | Newfoundland and Labrador | Municipal or another local authority | Municipal or another local authority | Continuous | Quarterly | Quarterly | 0 | 1183.7 | 84805.4 | 92 | 37 | 25 | 12 | 43.5 | 25 | 18.5 |  |  | Approved
26062 | 2019-Q4 | Town of Grand Bank | Outfall 1 | Grand Bank | Newfoundland and Labrador | Municipal or another local authority | Municipal or another local authority | Continuous | Quarterly | Quarterly | 0 | 1183.7 | 174760 | 92 | 24 | 25 | -1 | 37 | 25 | 12 |  |  | Approved
26062 | 2020-Q1 | Town of Grand Bank | Outfall 1 | Grand Bank | Newfoundland and Labrador | Municipal or another local authority | Municipal or another local authority | Continuous | Quarterly | Quarterly | 0 | 1236.9 | 80080 | 91 | 59 | 25 | 34 | 23 | 25 | -2 |  |  | Approved
26062 | 2020-Q2 | Town of Grand Bank | Outfall 1 | Grand Bank | Newfoundland and Labrador | Municipal or another local authority | Municipal or another local authority | Continuous | Quarterly | Quarterly | 0 | 1236.9 | 47775 | 91 | 88 | 25 | 63 | 82 | 25 | 57 |  |  | Approved
26062 | 2020-Q3 | Town of Grand Bank | Outfall 1 | Grand Bank | Newfoundland and Labrador | Municipal or another local authority | Municipal or another local authority | Continuous | Quarterly | Quarterly | 0 | 1236.9 | 44095 | 92 | 90 | 25 | 65 | 69 | 25 | 44 |  |  | Approved
26062 | 2020-Q4 | Town of Grand Bank | Outfall 1 | Grand Bank | Newfoundland and Labrador | Municipal or another local authority | Municipal or another local authority | Continuous | Quarterly | Quarterly | 0 | 1236.9 | 41077 | 92 | 35 | 25 | 10 | 10 | 25 | -15 |  |  | Approved
26062 | 2021-Q1 | Town of Grand Bank | Outfall 1 | Grand Bank | Newfoundland and Labrador | Municipal or another local authority | Municipal or another local authority | Continuous | Quarterly | Quarterly | 0 | 582 | 66011 | 90 | 59 | 25 | 34 | 36 | 25 | 11 |  |  | Approved
26062 | 2021-Q2 | Town of Grand Bank | Outfall 1 | Grand Bank | Newfoundland and Labrador | Municipal or another local authority | Municipal or another local authority | Continuous | Quarterly | Quarterly | 0 | 582 | 41424 | 91 | 92 | 25 | 67 | 45 | 25 | 20 |  |  | Approved
26062 | 2021-Q3 | Town of Grand Bank | Outfall 1 | Grand Bank | Newfoundland and Labrador | Municipal or another local authority | Municipal or another local authority | Continuous | Quarterly | Quarterly | 0 | 582 | 24122 | 92 | 153 | 25 | 128 | 429 | 25 | 404 |  |  | Approved
26062 | 2021-Q4 | Town of Grand Bank | Outfall 1 | Grand Bank | Newfoundland and Labrador | Municipal or another local authority | Municipal or another local authority | Continuous | Quarterly | Quarterly | 0 | 582 | 125448 | 92 | 66 | 25 | 41 | 37 | 25 | 12 |  |  | Approved
26062 | 2022-Q1 | Town of Grand Bank | Outfall 1 | Grand Bank | Newfoundland and Labrador | Municipal or another local authority | Municipal or another local authority | Continuous | Quarterly | Quarterly | 0 | 704.1 | 163921 | 90 | 103 | 25 | 78 | 248 | 25 | 223 |  |  | Approved
26062 | 2022-Q2 | Town of Grand Bank | Outfall 1 | Grand Bank | Newfoundland and Labrador | Municipal or another local authority | Municipal or another local authority | Continuous | Quarterly | Quarterly | 0 | 704.1 | 129713 | 91 | 60 | 25 | 35 | 299 | 25 | 274 |  |  | Approved
26062 | 2022-Q3 | Town of Grand Bank | Outfall 1 | Grand Bank | Newfoundland and Labrador | Municipal or another local authority | Municipal or another local authority | Continuous | Quarterly | Quarterly | 0 | 704.1 | 105376 | 92 | 46 | 25 | 21 | 33 | 25 | 8 |  |  | Approved
26062 | 2022-Q4 | Town of Grand Bank | Outfall 1 | Grand Bank | Newfoundland and Labrador | Municipal or another local authority | Municipal or another local authority | Continuous | Quarterly | Quarterly | 0 | 704.1 | 133788 | 92 | 36 | 25 | 11 | 30 | 25 | 5 |  |  | Approved
26062 | 2023-Q1 | Town of Grand Bank | Outfall 1 | Grand Bank | Newfoundland and Labrador | Municipal or another local authority | Municipal or another local authority | Continuous | Quarterly | Quarterly | 0 | 1459.7 | 88695 | 90 | 50 | 25 | 25 | 30 | 25 | 5 |  |  | Approved
26062 | 2023-Q2 | Town of Grand Bank | Outfall 1 | Grand Bank | Newfoundland and Labrador | Municipal or another local authority | Municipal or another local authority | Continuous | Quarterly | Quarterly | 0 | 1459.7 | 36123 | 91 | 49 | 25 | 24 | 62 | 25 | 37 |  |  | Approved
26062 | 2023-Q3 | Town of Grand Bank | Outfall 1 | Grand Bank | Newfoundland and Labrador | Municipal or another local authority | Municipal or another local authority | Continuous | Quarterly | Quarterly | 0 | 1459.7 | 87095 | 92 | 133 | 25 | 108 | 119 | 25 | 94 |  |  | Approved
26062 | 2023-Q4 | Town of Grand Bank | Outfall 1 | Grand Bank | Newfoundland and Labrador | Municipal or another local authority | Municipal or another local authority | Continuous | Quarterly | Quarterly | 0 | 1459.7 | 171149 | 92 | 44.5 | 25 | 19.5 | 25 | 25 | 0 |  |  | Approved
26062 | 2024-Q1 | Town of Grand Bank | Outfall 1 | Grand Bank | Newfoundland and Labrador | Municipal or another local authority | Municipal or another local authority | Continuous | Quarterly | Quarterly | 0 | 1049.5 | 182136 | 91 | 28 | 25 | 3 | 22 | 25 | -3 |  |  | Approved
26062 | 2024-Q2 | Town of Grand Bank | Outfall 1 | Grand Bank | Newfoundland and Labrador | Municipal or another local authority | Municipal or another local authority | Continuous | Quarterly | Quarterly | 0 | 1049.5 | 139682 | 91 | 19 | 25 | -6 | 23 | 25 | -2 |  |  | Approved
26062 | 2024-Q3 | Town of Grand Bank | Outfall 1 | Grand Bank | Newfoundland and Labrador | Municipal or another local authority | Municipal or another local authority | Continuous | Quarterly | Quarterly | 0 | 1049.5 | 65602 | 92 | 65 | 25 | 40 | 38 | 25 | 13 |  |  | Approved
26062 | 2024-Q4 | Town of Grand Bank | Outfall 1 | Grand Bank | Newfoundland and Labrador | Municipal or another local authority | Municipal or another local authority | Continuous | Quarterly | Quarterly | 0 | 1049.5 | 152469 | 92 | 41.3 | 25 | 16.3 | 17.7 | 25 | -7.3 |  |  | Approved
26063 | 2013-Q1 | Town of Grand Bank | Outfall 2 | Grand Bank | Newfoundland and Labrador | Municipal or another local authority | Municipal or another local authority | Continuous | Quarterly | Quarterly | 0 | 822 | 73158 | 89 | 0 | 0 | 0 | 0 | 0 | 0 |  |  | Approved
26063 | 2013-Q2 | Town of Grand Bank | Outfall 2 | Grand Bank | Newfoundland and Labrador | Municipal or another local authority | Municipal or another local authority | Continuous | Quarterly | Quarterly | 0 | 822 | 74802 | 91 | 0 | 0 | 0 | 0 | 0 | 0 |  |  | Approved
26063 | 2013-Q3 | Town of Grand Bank | Outfall 2 | Grand Bank | Newfoundland and Labrador | Municipal or another local authority | Municipal or another local authority | Continuous | Quarterly | Quarterly | 0 | 822 | 75624 | 92 | 0 | 0 | 0 | 0 | 0 | 0 |  |  | Approved
26063 | 2013-Q4 | Town of Grand Bank | Outfall 2 | Grand Bank | Newfoundland and Labrador | Municipal or another local authority | Municipal or another local authority | Continuous | Quarterly | Quarterly | 0 | 822 | 75624 | 92 | 0 | 0 | 0 | 0 | 0 | 0 |  |  | Approved
26063 | 2014-Q1 | Town of Grand Bank | Outfall 2 | Grand Bank | Newfoundland and Labrador | Municipal or another local authority | Municipal or another local authority | Continuous | Quarterly | Quarterly | 0 | 819.7 | 1522 | 90 | 0 | 0 | 0 | 0 | 0 | 0 |  |  | Approved
26063 | 2014-Q2 | Town of Grand Bank | Outfall 2 | Grand Bank | Newfoundland and Labrador | Municipal or another local authority | Municipal or another local authority | Continuous | Quarterly | Quarterly | 0 | 819.7 | 1522 | 91 | 0 | 0 | 0 | 0 | 0 | 0 |  |  | Approved
26063 | 2014-Q3 | Town of Grand Bank | Outfall 2 | Grand Bank | Newfoundland and Labrador | Municipal or another local authority | Municipal or another local authority | Continuous | Quarterly | Quarterly | 0 | 819.7 | 1522 | 92 | 0 | 0 | 0 | 0 | 0 | 0 |  |  | Approved
26063 | 2014-Q4 | Town of Grand Bank | Outfall 2 | Grand Bank | Newfoundland and Labrador | Municipal or another local authority | Municipal or another local authority | Continuous | Quarterly | Quarterly | 0 | 819.7 | 1522 | 92 | 69 | 0 | 0 | 44 | 0 | 0 |  |  | Approved
26063 | 2015-Q1 | Town of Grand Bank | Outfall 2 | Grand Bank | Newfoundland and Labrador | Municipal or another local authority | Municipal or another local authority | Continuous | Quarterly | Quarterly | 0 | 16.7 | 1548.6 | 90 | 87 | 25 | 62 | 59.7 | 25 | 34.7 |  |  | Approved
26063 | 2015-Q2 | Town of Grand Bank | Outfall 2 | Grand Bank | Newfoundland and Labrador | Municipal or another local authority | Municipal or another local authority | Continuous | Quarterly | Quarterly | 0 | 16.7 | 2685.2 | 91 | 51 | 25 | 26 | 129.7 | 25 | 104.7 |  |  | Approved
26063 | 2015-Q3 | Town of Grand Bank | Outfall 2 | Grand Bank | Newfoundland and Labrador | Municipal or another local authority | Municipal or another local authority | Continuous | Quarterly | Quarterly | 0 | 16.7 | 70934 | 92 | 47.7 | 25 | 22.7 | 133.3 | 25 | 108.3 |  |  | Approved
26063 | 2015-Q4 | Town of Grand Bank | Outfall 2 | Grand Bank | Newfoundland and Labrador | Municipal or another local authority | Municipal or another local authority | Continuous | Quarterly | Quarterly | 0 | 16.7 | 62493 | 92 | 89 | 25 | 64 | 164.7 | 25 | 139.7 |  |  | Approved
26063 | 2016-Q1 | Town of Grand Bank | Outfall 2 | Grand Bank | Newfoundland and Labrador | Municipal or another local authority | Municipal or another local authority | Continuous | Quarterly | Quarterly | 0 | 377.2 | 70129 | 91 | 100.3 | 25 | 75.3 | 144.7 | 25 | 119.7 |  |  | Approved
26063 | 2016-Q2 | Town of Grand Bank | Outfall 2 | Grand Bank | Newfoundland and Labrador | Municipal or another local authority | Municipal or another local authority | Continuous | Quarterly | Quarterly | 0 | 377.2 | 35875 | 91 | 74.3 | 25 | 49.3 | 65.7 | 25 | 40.7 |  |  | Approved
26063 | 2016-Q3 | Town of Grand Bank | Outfall 2 | Grand Bank | Newfoundland and Labrador | Municipal or another local authority | Municipal or another local authority | Continuous | Quarterly | Quarterly | 0 | 377.2 | 63963 | 92 | 155 | 25 | 130 | 98.7 | 25 | 73.7 |  |  | Approved
26063 | 2016-Q4 | Town of Grand Bank | Outfall 2 | Grand Bank | Newfoundland and Labrador | Municipal or another local authority | Municipal or another local authority | Continuous | Quarterly | Quarterly | 0 | 377.2 | 73405 | 92 | 41 | 25 | 16 | 13.3 | 25 | -11.7 |  |  | Approved
26063 | 2017-Q1 | Town of Grand Bank | Outfall 2 | Grand Bank | Newfoundland and Labrador | Municipal or another local authority | Municipal or another local authority | Continuous | Quarterly | Quarterly | 0 | 665 | 50040 | 90 | 66.7 | 25 | 41.7 | 37.7 | 25 | 12.7 |  |  | Approved
26063 | 2017-Q2 | Town of Grand Bank | Outfall 2 | Grand Bank | Newfoundland and Labrador | Municipal or another local authority | Municipal or another local authority | Continuous | Quarterly | Quarterly | 0 | 665 | 41261 | 91 | 59.3 | 25 | 34.3 | 92 | 25 | 67 |  |  | Approved
26063 | 2017-Q3 | Town of Grand Bank | Outfall 2 | Grand Bank | Newfoundland and Labrador | Municipal or another local authority | Municipal or another local authority | Continuous | Quarterly | Quarterly | 0 | 665 | 13239 | 92 | 60.2 | 25 | 35.2 | 79.3 | 25 | 54.3 |  |  | Approved
26063 | 2017-Q4 | Town of Grand Bank | Outfall 2 | Grand Bank | Newfoundland and Labrador | Municipal or another local authority | Municipal or another local authority | Continuous | Quarterly | Quarterly | 0 | 665 | 130765 | 92 | 36.3 | 25 | 11.3 | 39.7 | 25 | 14.7 |  |  | Approved
26063 | 2018-Q1 | Town of Grand Bank | Outfall 2 | Grand Bank | Newfoundland and Labrador | Municipal or another local authority | Municipal or another local authority | Continuous | Quarterly | Quarterly | 0 | 644.7 | 195546 | 90 | 78 | 25 | 53 | 58.3 | 25 | 33.3 |  |  | Approved
26063 | 2018-Q2 | Town of Grand Bank | Outfall 2 | Grand Bank | Newfoundland and Labrador | Municipal or another local authority | Municipal or another local authority | Continuous | Quarterly | Quarterly | 0 | 644.7 | 139308 | 91 | 46.7 | 25 | 21.7 | 44.3 | 25 | 19.3 |  |  | Approved
26063 | 2018-Q3 | Town of Grand Bank | Outfall 2 | Grand Bank | Newfoundland and Labrador | Municipal or another local authority | Municipal or another local authority | Continuous | Quarterly | Quarterly | 0 | 644.7 | 139252 | 92 | 72 | 25 | 47 | 58 | 25 | 33 |  |  | Approved
26063 | 2018-Q4 | Town of Grand Bank | Outfall 2 | Grand Bank | Newfoundland and Labrador | Municipal or another local authority | Municipal or another local authority | Continuous | Quarterly | Quarterly | 0 | 644.7 | 161362.1 | 92 | 44 | 25 | 19 | 60 | 25 | 35 |  |  | Approved
26063 | 2019-Q1 | Town of Grand Bank | Outfall 2 | Grand Bank | Newfoundland and Labrador | Municipal or another local authority | Municipal or another local authority | Continuous | Quarterly | Quarterly | 0 | 1741 | 99476.7 | 90 | 34.3 | 25 | 9.3 | 25 | 25 | 0 |  |  | Approved
26063 | 2019-Q2 | Town of Grand Bank | Outfall 2 | Grand Bank | Newfoundland and Labrador | Municipal or another local authority | Municipal or another local authority | Continuous | Quarterly | Quarterly | 0 | 1741 | 40494 | 91 | 20 | 25 | -5 | 22 | 25 | -3 |  |  | Approved
26063 | 2019-Q3 | Town of Grand Bank | Outfall 2 | Grand Bank | Newfoundland and Labrador | Municipal or another local authority | Municipal or another local authority | Continuous | Quarterly | Quarterly | 0 | 1741 | 102824.2 | 92 | 35.5 | 25 | 10.5 | 52 | 25 | 27 |  |  | Approved
26063 | 2019-Q4 | Town of Grand Bank | Outfall 2 | Grand Bank | Newfoundland and Labrador | Municipal or another local authority | Municipal or another local authority | Continuous | Quarterly | Quarterly | 0 | 1741 | 87308 | 92 | 47 | 25 | 22 | 29 | 25 | 4 |  |  | Approved
26063 | 2020-Q1 | Town of Grand Bank | Outfall 2 | Grand Bank | Newfoundland and Labrador | Municipal or another local authority | Municipal or another local authority | Continuous | Quarterly | Quarterly | 0 | 904.4 | 202202 | 91 | 30 | 25 | 5 | 44 | 25 | 19 |  |  | Approved
26063 | 2020-Q2 | Town of Grand Bank | Outfall 2 | Grand Bank | Newfoundland and Labrador | Municipal or another local authority | Municipal or another local authority | Continuous | Quarterly | Quarterly | 0 | 904.4 | 120302 | 91 | 22 | 25 | -3 | 18 | 25 | -7 |  |  | Approved
26063 | 2020-Q3 | Town of Grand Bank | Outfall 2 | Grand Bank | Newfoundland and Labrador | Municipal or another local authority | Municipal or another local authority | Continuous | Quarterly | Quarterly | 0 | 904.4 | 51806 | 92 | 31 | 25 | 6 | 16 | 25 | -9 |  |  | Approved
26063 | 2020-Q4 | Town of Grand Bank | Outfall 2 | Grand Bank | Newfoundland and Labrador | Municipal or another local authority | Municipal or another local authority | Continuous | Quarterly | Quarterly | 0 | 904.4 | 98849 | 92 | 21 | 25 | -4 | 15 | 25 | -10 |  |  | Approved
26063 | 2021-Q1 | Town of Grand Bank | Outfall 2 | Grand Bank | Newfoundland and Labrador | Municipal or another local authority | Municipal or another local authority | Continuous | Quarterly | Quarterly | 0 | 1292.8 | 141617 | 90 | 44 | 25 | 19 | 15 | 25 | -10 |  |  | Approved
26063 | 2021-Q2 | Town of Grand Bank | Outfall 2 | Grand Bank | Newfoundland and Labrador | Municipal or another local authority | Municipal or another local authority | Continuous | Quarterly | Quarterly | 0 | 1292.8 | 115005 | 91 | 35 | 25 | 10 | 21 | 25 | -4 |  |  | Approved
26063 | 2021-Q3 | Town of Grand Bank | Outfall 2 | Grand Bank | Newfoundland and Labrador | Municipal or another local authority | Municipal or another local authority | Continuous | Quarterly | Quarterly | 0 | 1292.8 | 85560 | 92 | 40 | 25 | 15 | 47 | 25 | 22 |  |  | Approved
26063 | 2021-Q4 | Town of Grand Bank | Outfall 2 | Grand Bank | Newfoundland and Labrador | Municipal or another local authority | Municipal or another local authority | Continuous | Quarterly | Quarterly | 0 | 1292.8 | 173081 | 92 | 30 | 25 | 5 | 20 | 25 | -5 |  |  | Approved
26063 | 2022-Q1 | Town of Grand Bank | Outfall 2 | Grand Bank | Newfoundland and Labrador | Municipal or another local authority | Municipal or another local authority | Continuous | Quarterly | Quarterly | 0 | 1411.7 | 249124 | 90 | 55 | 25 | 30 | 43 | 25 | 18 |  |  | Approved
26063 | 2022-Q2 | Town of Grand Bank | Outfall 2 | Grand Bank | Newfoundland and Labrador | Municipal or another local authority | Municipal or another local authority | Continuous | Quarterly | Quarterly | 0 | 1411.7 | 125209 | 91 | 42 | 25 | 17 | 29 | 25 | 4 |  |  | Approved
26063 | 2022-Q3 | Town of Grand Bank | Outfall 2 | Grand Bank | Newfoundland and Labrador | Municipal or another local authority | Municipal or another local authority | Continuous | Quarterly | Quarterly | 0 | 1411.7 | 82990 | 92 | 52 | 25 | 27 | 27 | 25 | 2 |  |  | Approved
26063 | 2022-Q4 | Town of Grand Bank | Outfall 2 | Grand Bank | Newfoundland and Labrador | Municipal or another local authority | Municipal or another local authority | Continuous | Quarterly | Quarterly | 0 | 1411.7 | 135111 | 92 | 58 | 25 | 33 | 39 | 25 | 14 |  |  | Approved
26063 | 2023-Q1 | Town of Grand Bank | Outfall 2 | Grand Bank | Newfoundland and Labrador | Municipal or another local authority | Municipal or another local authority | Continuous | Quarterly | Quarterly | 0 | 1623.1 | 191913 | 90 | 28 | 25 | 3 | 23 | 25 | -2 |  |  | Approved
26063 | 2023-Q2 | Town of Grand Bank | Outfall 2 | Grand Bank | Newfoundland and Labrador | Municipal or another local authority | Municipal or another local authority | Continuous | Quarterly | Quarterly | 0 | 1623.1 | 94510 | 91 | 68 | 25 | 43 | 109 | 25 | 84 |  |  | Approved
26063 | 2023-Q3 | Town of Grand Bank | Outfall 2 | Grand Bank | Newfoundland and Labrador | Municipal or another local authority | Municipal or another local authority | Continuous | Quarterly | Quarterly | 0 | 1623.1 | 96859 | 92 | 39 | 25 | 14 | 29 | 25 | 4 |  |  | Approved
26063 | 2023-Q4 | Town of Grand Bank | Outfall 2 | Grand Bank | Newfoundland and Labrador | Municipal or another local authority | Municipal or another local authority | Continuous | Quarterly | Quarterly | 0 | 1623.1 | 129929 | 92 | 123.5 | 25 | 98.5 | 94 | 25 | 69 |  |  | Approved
26063 | 2024-Q1 | Town of Grand Bank | Outfall 2 | Grand Bank | Newfoundland and Labrador | Municipal or another local authority | Municipal or another local authority | Continuous | Quarterly | Quarterly | 0 | 1406.1 | 130789 | 91 | 41.5 | 25 | 16.5 | 26 | 25 | 1 |  |  | Approved
26063 | 2024-Q2 | Town of Grand Bank | Outfall 2 | Grand Bank | Newfoundland and Labrador | Municipal or another local authority | Municipal or another local authority | Continuous | Quarterly | Quarterly | 0 | 1406.1 | 119835 | 91 | 25 | 25 | 0 | 42 | 25 | 17 |  |  | Approved
26063 | 2024-Q3 | Town of Grand Bank | Outfall 2 | Grand Bank | Newfoundland and Labrador | Municipal or another local authority | Municipal or another local authority | Continuous | Quarterly | Quarterly | 0 | 1406.1 | 80187 | 92 | 94.5 | 25 | 69.5 | 122.5 | 25 | 97.5 |  |  | Approved
26063 | 2024-Q4 | Town of Grand Bank | Outfall 2 | Grand Bank | Newfoundland and Labrador | Municipal or another local authority | Municipal or another local authority | Continuous | Quarterly | Quarterly | 0 | 1406.1 | 108925 | 92 | 31 | 25 | 6 | 26.3 | 25 | 1.3 |  |  | Approved
26064 | 2013-Q1 | Town of Grand Bank | Outfall 3 | Grand Bank | Newfoundland and Labrador | Municipal or another local authority | Municipal or another local authority | Continuous | Quarterly | Quarterly | 0 | 663 | 59007 | 89 | 0 | 0 | 0 | 0 | 0 | 0 |  |  | Approved
26064 | 2013-Q2 | Town of Grand Bank | Outfall 3 | Grand Bank | Newfoundland and Labrador | Municipal or another local authority | Municipal or another local authority | Continuous | Quarterly | Quarterly | 0 | 663 | 60333 | 91 | 0 | 0 | 0 | 0 | 0 | 0 |  |  | Approved
26064 | 2013-Q3 | Town of Grand Bank | Outfall 3 | Grand Bank | Newfoundland and Labrador | Municipal or another local authority | Municipal or another local authority | Continuous | Quarterly | Quarterly | 0 | 663 | 60996 | 92 | 0 | 0 | 0 | 0 | 0 | 0 |  |  | Approved
26064 | 2013-Q4 | Town of Grand Bank | Outfall 3 | Grand Bank | Newfoundland and Labrador | Municipal or another local authority | Municipal or another local authority | Continuous | Quarterly | Quarterly | 0 | 663 | 60996 | 92 | 0 | 0 | 0 | 0 | 0 | 0 |  |  | Approved
26064 | 2014-Q1 | Town of Grand Bank | Outfall 3 | Grand Bank | Newfoundland and Labrador | Municipal or another local authority | Municipal or another local authority | Continuous | Quarterly | Quarterly | 0 | 661.2 | 413 | 90 | 0 | 0 | 0 | 0 | 0 | 0 |  |  | Approved
26064 | 2014-Q2 | Town of Grand Bank | Outfall 3 | Grand Bank | Newfoundland and Labrador | Municipal or another local authority | Municipal or another local authority | Continuous | Quarterly | Quarterly | 0 | 661.2 | 413 | 91 | 0 | 0 | 0 | 0 | 0 | 0 |  |  | Approved
26064 | 2014-Q3 | Town of Grand Bank | Outfall 3 | Grand Bank | Newfoundland and Labrador | Municipal or another local authority | Municipal or another local authority | Continuous | Quarterly | Quarterly | 0 | 661.2 | 413 | 92 | 0 | 0 | 0 | 0 | 0 | 0 |  |  | Approved
26064 | 2014-Q4 | Town of Grand Bank | Outfall 3 | Grand Bank | Newfoundland and Labrador | Municipal or another local authority | Municipal or another local authority | Continuous | Quarterly | Quarterly | 0 | 661.2 | 413 | 92 | 58 | 0 | 0 | 62 | 0 | 0 |  |  | Approved
26064 | 2015-Q1 | Town of Grand Bank | Outfall 3 | Grand Bank | Newfoundland and Labrador | Municipal or another local authority | Municipal or another local authority | Continuous | Quarterly | Quarterly | 0 | 4.5 | 320.5 | 90 | 28.7 | 25 | 3.7 | 26.3 | 25 | 1.3 |  |  | Approved
26064 | 2015-Q2 | Town of Grand Bank | Outfall 3 | Grand Bank | Newfoundland and Labrador | Municipal or another local authority | Municipal or another local authority | Continuous | Quarterly | Quarterly | 0 | 4.5 | 2729.6 | 91 | 41.7 | 25 | 16.7 | 36 | 25 | 11 |  |  | Approved
26064 | 2015-Q3 | Town of Grand Bank | Outfall 3 | Grand Bank | Newfoundland and Labrador | Municipal or another local authority | Municipal or another local authority | Continuous | Quarterly | Quarterly | 0 | 4.5 | 156106 | 92 | 34 | 25 | 9 | 38.3 | 25 | 13.3 |  |  | Approved
26064 | 2015-Q4 | Town of Grand Bank | Outfall 3 | Grand Bank | Newfoundland and Labrador | Municipal or another local authority | Municipal or another local authority | Continuous | Quarterly | Quarterly | 0 | 4.5 | 43287 | 92 | 37 | 25 | 12 | 53.3 | 25 | 28.3 |  |  | Approved
26064 | 2016-Q1 | Town of Grand Bank | Outfall 3 | Grand Bank | Newfoundland and Labrador | Municipal or another local authority | Municipal or another local authority | Continuous | Quarterly | Quarterly | 0 | 554.6 | 49170 | 91 | 34.7 | 25 | 9.7 | 47.7 | 25 | 22.7 |  |  | Approved
26064 | 2016-Q2 | Town of Grand Bank | Outfall 3 | Grand Bank | Newfoundland and Labrador | Municipal or another local authority | Municipal or another local authority | Continuous | Quarterly | Quarterly | 0 | 554.6 | 47871 | 91 | 76.3 | 25 | 51.3 | 55.3 | 25 | 30.3 |  |  | Approved
26064 | 2016-Q3 | Town of Grand Bank | Outfall 3 | Grand Bank | Newfoundland and Labrador | Municipal or another local authority | Municipal or another local authority | Continuous | Quarterly | Quarterly | 0 | 554.6 | 43579 | 92 | 62.3 | 25 | 37.3 | 76.3 | 25 | 51.3 |  |  | Approved
26064 | 2016-Q4 | Town of Grand Bank | Outfall 3 | Grand Bank | Newfoundland and Labrador | Municipal or another local authority | Municipal or another local authority | Continuous | Quarterly | Quarterly | 0 | 554.6 | 38640 | 92 | 14.7 | 25 | -10.3 | 25.3 | 25 | 0.3 |  |  | Approved
26064 | 2017-Q1 | Town of Grand Bank | Outfall 3 | Grand Bank | Newfoundland and Labrador | Municipal or another local authority | Municipal or another local authority | Continuous | Quarterly | Quarterly | 0 | 489.8 | 43363 | 90 | 29 | 25 | 4 | 24.3 | 25 | -0.7 |  |  | Approved
26064 | 2017-Q2 | Town of Grand Bank | Outfall 3 | Grand Bank | Newfoundland and Labrador | Municipal or another local authority | Municipal or another local authority | Continuous | Quarterly | Quarterly | 0 | 489.8 | 56936 | 91 | 31.3 | 25 | 6.3 | 26 | 25 | 1 |  |  | Approved
26064 | 2017-Q3 | Town of Grand Bank | Outfall 3 | Grand Bank | Newfoundland and Labrador | Municipal or another local authority | Municipal or another local authority | Continuous | Quarterly | Quarterly | 0 | 489.8 | 81412 | 92 | 39.3 | 25 | 14.3 | 36 | 25 | 11 |  |  | Approved
26064 | 2017-Q4 | Town of Grand Bank | Outfall 3 | Grand Bank | Newfoundland and Labrador | Municipal or another local authority | Municipal or another local authority | Continuous | Quarterly | Quarterly | 0 | 489.8 | 47060 | 92 | 51.7 | 25 | 26.7 | 51.7 | 25 | 26.7 |  |  | Approved
26064 | 2018-Q1 | Town of Grand Bank | Outfall 3 | Grand Bank | Newfoundland and Labrador | Municipal or another local authority | Municipal or another local authority | Continuous | Quarterly | Quarterly | 0 | 626.8 | 83632 | 90 | 42.3 | 25 | 17.3 | 29 | 25 | 4 |  |  | Approved
26064 | 2018-Q2 | Town of Grand Bank | Outfall 3 | Grand Bank | Newfoundland and Labrador | Municipal or another local authority | Municipal or another local authority | Continuous | Quarterly | Quarterly | 0 | 626.8 | 34087 | 91 | 35 | 25 | 10 | 18.3 | 25 | -6.7 |  |  | Approved
26064 | 2018-Q3 | Town of Grand Bank | Outfall 3 | Grand Bank | Newfoundland and Labrador | Municipal or another local authority | Municipal or another local authority | Continuous | Quarterly | Quarterly | 0 | 626.8 | 38092 | 92 | 37.7 | 25 | 12.7 | 41 | 25 | 16 |  |  | Approved
26064 | 2018-Q4 | Town of Grand Bank | Outfall 3 | Grand Bank | Newfoundland and Labrador | Municipal or another local authority | Municipal or another local authority | Continuous | Quarterly | Quarterly | 0 | 626.8 | 38554.7 | 92 | 22 | 25 | -3 | 24.3 | 25 | -0.7 |  |  | Approved
26064 | 2019-Q1 | Town of Grand Bank | Outfall 3 | Grand Bank | Newfoundland and Labrador | Municipal or another local authority | Municipal or another local authority | Continuous | Quarterly | Quarterly | 0 | 532.5 | 23857.1 | 90 | 43.3 | 25 | 18.3 | 48.3 | 25 | 23.3 |  |  | Approved
26064 | 2019-Q2 | Town of Grand Bank | Outfall 3 | Grand Bank | Newfoundland and Labrador | Municipal or another local authority | Municipal or another local authority | Continuous | Quarterly | Quarterly | 0 | 532.5 | 36228 | 91 | 62 | 25 | 37 | 70 | 25 | 45 |  |  | Approved
26064 | 2019-Q3 | Town of Grand Bank | Outfall 3 | Grand Bank | Newfoundland and Labrador | Municipal or another local authority | Municipal or another local authority | Continuous | Quarterly | Quarterly | 0 | 532.5 | 24255 | 92 | 18 | 25 | -7 | 53 | 25 | 28 |  |  | Approved
26064 | 2019-Q4 | Town of Grand Bank | Outfall 3 | Grand Bank | Newfoundland and Labrador | Municipal or another local authority | Municipal or another local authority | Continuous | Quarterly | Quarterly | 0 | 532.5 | 35090 | 92 | 36 | 25 | 11 | 33 | 25 | 8 |  |  | Approved
26064 | 2020-Q1 | Town of Grand Bank | Outfall 3 | Grand Bank | Newfoundland and Labrador | Municipal or another local authority | Municipal or another local authority | Continuous | Quarterly | Quarterly | 0 | 327.2 | 61789 | 91 | 33 | 25 | 8 | 21 | 25 | -4 |  |  | Approved
26064 | 2020-Q2 | Town of Grand Bank | Outfall 3 | Grand Bank | Newfoundland and Labrador | Municipal or another local authority | Municipal or another local authority | Continuous | Quarterly | Quarterly | 0 | 327.2 | 54054 | 91 | 29 | 25 | 4 | 75 | 25 | 50 |  |  | Approved
26064 | 2020-Q3 | Town of Grand Bank | Outfall 3 | Grand Bank | Newfoundland and Labrador | Municipal or another local authority | Municipal or another local authority | Continuous | Quarterly | Quarterly | 0 | 327.2 | 36894 | 92 | 47 | 25 | 22 | 36 | 25 | 11 |  |  | Approved
26064 | 2020-Q4 | Town of Grand Bank | Outfall 3 | Grand Bank | Newfoundland and Labrador | Municipal or another local authority | Municipal or another local authority | Continuous | Quarterly | Quarterly | 0 | 327.2 | 39264 | 92 | 20 | 25 | -5 | 10 | 25 | -15 |  |  | Approved
26064 | 2021-Q1 | Town of Grand Bank | Outfall 3 | Grand Bank | Newfoundland and Labrador | Municipal or another local authority | Municipal or another local authority | Continuous | Quarterly | Quarterly | 0 | 524.6 | 53793 | 90 | 49 | 25 | 24 | 25 | 25 | 0 |  |  | Approved
26064 | 2021-Q2 | Town of Grand Bank | Outfall 3 | Grand Bank | Newfoundland and Labrador | Municipal or another local authority | Municipal or another local authority | Continuous | Quarterly | Quarterly | 0 | 524.6 | 14136 | 91 | 49 | 25 | 24 | 25 | 25 | 0 |  |  | Approved
26064 | 2021-Q3 | Town of Grand Bank | Outfall 3 | Grand Bank | Newfoundland and Labrador | Municipal or another local authority | Municipal or another local authority | Continuous | Quarterly | Quarterly | 0 | 524.6 | 21610 | 92 | 83 | 25 | 58 | 53 | 25 | 28 |  |  | Approved
26064 | 2021-Q4 | Town of Grand Bank | Outfall 3 | Grand Bank | Newfoundland and Labrador | Municipal or another local authority | Municipal or another local authority | Continuous | Quarterly | Quarterly | 0 | 524.6 | 46443 | 92 | 41 | 25 | 16 | 25 | 25 | 0 |  |  | Approved
26064 | 2022-Q1 | Town of Grand Bank | Outfall 3 | Grand Bank | Newfoundland and Labrador | Municipal or another local authority | Municipal or another local authority | Continuous | Quarterly | Quarterly | 0 | 372.6 | 192456 | 90 | 47 | 25 | 22 | 29 | 25 | 4 |  |  | Approved
26064 | 2022-Q2 | Town of Grand Bank | Outfall 3 | Grand Bank | Newfoundland and Labrador | Municipal or another local authority | Municipal or another local authority | Continuous | Quarterly | Quarterly | 0 | 372.6 | 35426 | 91 | 93 | 25 | 68 | 52 | 25 | 27 |  |  | Approved
26064 | 2022-Q3 | Town of Grand Bank | Outfall 3 | Grand Bank | Newfoundland and Labrador | Municipal or another local authority | Municipal or another local authority | Continuous | Quarterly | Quarterly | 0 | 372.6 | 19037 | 92 | 58 | 25 | 33 | 49 | 25 | 24 |  |  | Approved
26064 | 2022-Q4 | Town of Grand Bank | Outfall 3 | Grand Bank | Newfoundland and Labrador | Municipal or another local authority | Municipal or another local authority | Continuous | Quarterly | Quarterly | 0 | 372.6 | 30783 | 92 | 19 | 25 | -6 | 16 | 25 | -9 |  |  | Approved
26064 | 2023-Q1 | Town of Grand Bank | Outfall 3 | Grand Bank | Newfoundland and Labrador | Municipal or another local authority | Municipal or another local authority | Continuous | Quarterly | Quarterly | 0 | 760.8 | 46896 | 90 | 41 | 25 | 16 | 33 | 25 | 8 |  |  | Approved
26064 | 2023-Q2 | Town of Grand Bank | Outfall 3 | Grand Bank | Newfoundland and Labrador | Municipal or another local authority | Municipal or another local authority | Continuous | Quarterly | Quarterly | 0 | 760.8 | 67230 | 91 | 50 | 25 | 25 | 37 | 25 | 12 |  |  | Approved
26064 | 2023-Q3 | Town of Grand Bank | Outfall 3 | Grand Bank | Newfoundland and Labrador | Municipal or another local authority | Municipal or another local authority | Continuous | Quarterly | Quarterly | 0 | 760.8 | 13036 | 92 | 39 | 25 | 14 | 26 | 25 | 1 |  |  | Approved
26064 | 2023-Q4 | Town of Grand Bank | Outfall 3 | Grand Bank | Newfoundland and Labrador | Municipal or another local authority | Municipal or another local authority | Continuous | Quarterly | Quarterly | 0 | 760.8 | 19244 | 92 | 55 | 25 | 30 | 41.5 | 25 | 16.5 |  |  | Approved
26064 | 2024-Q1 | Town of Grand Bank | Outfall 3 | Grand Bank | Newfoundland and Labrador | Municipal or another local authority | Municipal or another local authority | Continuous | Quarterly | Quarterly | 0 | 401.1 | 63565 | 91 | 36.5 | 25 | 11.5 | 29 | 25 | 4 |  |  | Approved
26064 | 2024-Q2 | Town of Grand Bank | Outfall 3 | Grand Bank | Newfoundland and Labrador | Municipal or another local authority | Municipal or another local authority | Continuous | Quarterly | Quarterly | 0 | 401.1 | 41261 | 91 | 16 | 25 | -9 | 17 | 25 | -8 |  |  | Approved
26064 | 2024-Q3 | Town of Grand Bank | Outfall 3 | Grand Bank | Newfoundland and Labrador | Municipal or another local authority | Municipal or another local authority | Continuous | Quarterly | Quarterly | 0 | 401.1 | 20649 | 92 | 46 | 25 | 21 | 48 | 25 | 23 |  |  | Approved
26064 | 2024-Q4 | Town of Grand Bank | Outfall 3 | Grand Bank | Newfoundland and Labrador | Municipal or another local authority | Municipal or another local authority | Continuous | Quarterly | Quarterly | 0 | 401.1 | 47069 | 92 | 49.3 | 25 | 24.3 | 18 | 25 | -7 |  |  | Approved
26092 | 2015-Q1 | Town of Bonavista | Main Lift Outfall | Bonavista | Newfoundland and Labrador | Municipal or another local authority | Municipal or another local authority | Continuous | Quarterly | Quarterly | 0 | 1800 | 110609 | 90 | 16 | 25 | -9 | 6 | 25 | -19 |  |  | Approved
26092 | 2015-Q2 | Town of Bonavista | Main Lift Outfall | Bonavista | Newfoundland and Labrador | Municipal or another local authority | Municipal or another local authority | Continuous | Quarterly | Quarterly | 0 | 1800 | 298450 | 90 | 42 | 25 | 17 | 70 | 25 | 45 |  |  | Approved
26092 | 2015-Q3 | Town of Bonavista | Main Lift Outfall | Bonavista | Newfoundland and Labrador | Municipal or another local authority | Municipal or another local authority | Continuous | Quarterly | Quarterly | 0 | 1800 | 191124 | 92 | 165 | 25 | 140 | 0 | 25 | -25 |  |  | Approved
26092 | 2015-Q4 | Town of Bonavista | Main Lift Outfall | Bonavista | Newfoundland and Labrador | Municipal or another local authority | Municipal or another local authority | Continuous | Quarterly | Quarterly | 0 | 1800 | 102475 | 92 | 49 | 25 | 24 | 25 | 25 | 0 |  |  | Approved
26092 | 2016-Q1 | Town of Bonavista | Main Lift Outfall | Bonavista | Newfoundland and Labrador | Municipal or another local authority | Municipal or another local authority | Continuous | Quarterly | Quarterly | 0 | 1925.1 | 264490 | 91 | 21 | 25 | -4 | 13 | 25 | -12 |  |  | Approved
26092 | 2016-Q2 | Town of Bonavista | Main Lift Outfall | Bonavista | Newfoundland and Labrador | Municipal or another local authority | Municipal or another local authority | Continuous | Quarterly | Quarterly | 0 | 1925.1 | 258186 | 91 | 401 | 25 | 376 | 147 | 25 | 122 |  |  | Approved
26092 | 2016-Q3 | Town of Bonavista | Main Lift Outfall | Bonavista | Newfoundland and Labrador | Municipal or another local authority | Municipal or another local authority | Continuous | Quarterly | Quarterly | 0 | 1925.1 | 205566 | 92 | 64 | 25 | 39 | 75 | 25 | 50 |  |  | Approved
26092 | 2016-Q4 | Town of Bonavista | Main Lift Outfall | Bonavista | Newfoundland and Labrador | Municipal or another local authority | Municipal or another local authority | Continuous | Quarterly | Quarterly | 0 | 1925.1 | 335186 | 92 | 2 | 25 | -23 | 21 | 25 | -4 |  |  | Approved
26092 | 2017-Q1 | Town of Bonavista | Main Lift Outfall | Bonavista | Newfoundland and Labrador | Municipal or another local authority | Municipal or another local authority | Continuous | Quarterly | Quarterly | 0 | 2905.5 | 268990 | 90 | 18 | 25 | -7 | 17 | 25 | -8 |  |  | Approved
26092 | 2017-Q2 | Town of Bonavista | Main Lift Outfall | Bonavista | Newfoundland and Labrador | Municipal or another local authority | Municipal or another local authority | Continuous | Quarterly | Quarterly | 0 | 2905.5 | 257256 | 91 | 31 | 25 | 6 | 60 | 25 | 35 |  |  | Approved
26092 | 2017-Q3 | Town of Bonavista | Main Lift Outfall | Bonavista | Newfoundland and Labrador | Municipal or another local authority | Municipal or another local authority | Continuous | Quarterly | Quarterly | 0 | 2905.5 | 416977 | 92 | 19 | 25 | -6 | 50 | 25 | 25 |  |  | Approved
26092 | 2017-Q4 | Town of Bonavista | Main Lift Outfall | Bonavista | Newfoundland and Labrador | Municipal or another local authority | Municipal or another local authority | Continuous | Quarterly | Quarterly | 0 | 2905.5 | 555880 | 92 | 26 | 25 | 1 | 34 | 25 | 9 |  |  | Approved
26092 | 2018-Q1 | Town of Bonavista | Main Lift Outfall | Bonavista | Newfoundland and Labrador | Municipal or another local authority | Municipal or another local authority | Continuous | Quarterly | Quarterly | 0 | 4107.1 | 256292 | 90 | 56 | 25 | 31 | 49 | 25 | 24 |  |  | Approved
26092 | 2018-Q2 | Town of Bonavista | Main Lift Outfall | Bonavista | Newfoundland and Labrador | Municipal or another local authority | Municipal or another local authority | Continuous | Quarterly | Quarterly | 0 | 4107.1 | 142681 | 91 | 82 | 25 | 57 | 84 | 25 | 59 |  |  | Approved
26092 | 2018-Q3 | Town of Bonavista | Main Lift Outfall | Bonavista | Newfoundland and Labrador | Municipal or another local authority | Municipal or another local authority | Continuous | Quarterly | Quarterly | 0 | 4107.1 | 89794 | 92 | 113 | 25 | 88 | 103 | 25 | 78 |  |  | Approved
26092 | 2018-Q4 | Town of Bonavista | Main Lift Outfall | Bonavista | Newfoundland and Labrador | Municipal or another local authority | Municipal or another local authority | Continuous | Quarterly | Quarterly | 0 | 4107.1 | 181800.7 | 92 | 111 | 25 | 86 | 98 | 25 | 73 |  |  | Approved
26092 | 2019-Q1 | Town of Bonavista | Main Lift Outfall | Bonavista | Newfoundland and Labrador | Municipal or another local authority | Municipal or another local authority | Continuous | Quarterly | Quarterly | 0 | 1837.2 | 187904 | 90 | 87 | 25 | 62 | 84 | 25 | 59 |  |  | Approved
26092 | 2019-Q2 | Town of Bonavista | Main Lift Outfall | Bonavista | Newfoundland and Labrador | Municipal or another local authority | Municipal or another local authority | Continuous | Quarterly | Quarterly | 0 | 1837.2 | 188538 | 91 | 72 | 25 | 47 | 134 | 25 | 109 |  |  | Approved
26092 | 2019-Q3 | Town of Bonavista | Main Lift Outfall | Bonavista | Newfoundland and Labrador | Municipal or another local authority | Municipal or another local authority | Continuous | Quarterly | Quarterly | 0 | 1837.2 | 66742 | 92 | 141 | 25 | 116 | 108 | 25 | 83 |  |  | Approved
26092 | 2019-Q4 | Town of Bonavista | Main Lift Outfall | Bonavista | Newfoundland and Labrador | Municipal or another local authority | Municipal or another local authority | Continuous | Quarterly | Quarterly | 0 | 1837.2 | 75679 | 92 | 94 | 25 | 69 | 91 | 25 | 66 |  |  | Approved
26092 | 2020-Q1 | Town of Bonavista | Main Lift Outfall | Bonavista | Newfoundland and Labrador | Municipal or another local authority | Municipal or another local authority | Continuous | Quarterly | Quarterly | 0 | 1421.5 | 103922 | 91 | 83 | 25 | 58 | 75 | 25 | 50 |  |  | Approved
26092 | 2020-Q2 | Town of Bonavista | Main Lift Outfall | Bonavista | Newfoundland and Labrador | Municipal or another local authority | Municipal or another local authority | Continuous | Quarterly | Quarterly | 0 | 1421.5 | 214305 | 91 | 60 | 25 | 35 | 48 | 25 | 23 |  |  | Approved
26092 | 2020-Q3 | Town of Bonavista | Main Lift Outfall | Bonavista | Newfoundland and Labrador | Municipal or another local authority | Municipal or another local authority | Continuous | Quarterly | Quarterly | 0 | 1421.5 | 141106 | 92 | 109 | 25 | 84 | 116 | 25 | 91 |  |  | Approved
26092 | 2020-Q4 | Town of Bonavista | Main Lift Outfall | Bonavista | Newfoundland and Labrador | Municipal or another local authority | Municipal or another local authority | Continuous | Quarterly | Quarterly | 0 | 1421.5 | 151820 | 92 | 82 | 25 | 57 | 81 | 25 | 56 |  |  | Approved
26092 | 2021-Q1 | Town of Bonavista | Main Lift Outfall | Bonavista | Newfoundland and Labrador | Municipal or another local authority | Municipal or another local authority | Continuous | Quarterly | Quarterly | 0 | 1669.8 | 192080 | 90 | 115 | 25 | 90 | 135 | 25 | 110 |  |  | Approved
26092 | 2021-Q2 | Town of Bonavista | Main Lift Outfall | Bonavista | Newfoundland and Labrador | Municipal or another local authority | Municipal or another local authority | Continuous | Quarterly | Quarterly | 0 | 1669.8 | 228436 | 91 | 89 | 25 | 64 | 131 | 25 | 106 |  |  | Approved
26092 | 2021-Q3 | Town of Bonavista | Main Lift Outfall | Bonavista | Newfoundland and Labrador | Municipal or another local authority | Municipal or another local authority | Continuous | Quarterly | Quarterly | 0 | 1669.8 | 91808 | 92 | 141 | 25 | 116 | 102 | 25 | 77 |  |  | Approved
26092 | 2021-Q4 | Town of Bonavista | Main Lift Outfall | Bonavista | Newfoundland and Labrador | Municipal or another local authority | Municipal or another local authority | Continuous | Quarterly | Quarterly | 0 | 1669.8 | 72592 | 92 | 120 | 25 | 95 | 124 | 25 | 99 |  |  | Approved
26092 | 2022-Q1 | Town of Bonavista | Main Lift Outfall | Bonavista | Newfoundland and Labrador | Municipal or another local authority | Municipal or another local authority | Continuous | Quarterly | Quarterly | 0 | 1602.5 | 147016 | 90 | 69 | 25 | 44 | 71 | 25 | 46 |  |  | Approved
26092 | 2022-Q2 | Town of Bonavista | Main Lift Outfall | Bonavista | Newfoundland and Labrador | Municipal or another local authority | Municipal or another local authority | Continuous | Quarterly | Quarterly | 0 | 1602.5 | 106034 | 91 | 138 | 25 | 113 | 106 | 25 | 81 |  |  | Approved
26092 | 2022-Q3 | Town of Bonavista | Main Lift Outfall | Bonavista | Newfoundland and Labrador | Municipal or another local authority | Municipal or another local authority | Continuous | Quarterly | Quarterly | 0 | 1602.5 | 56858 | 92 | 114 | 25 | 89 | 112 | 25 | 87 |  |  | Approved
26092 | 2022-Q4 | Town of Bonavista | Main Lift Outfall | Bonavista | Newfoundland and Labrador | Municipal or another local authority | Municipal or another local authority | Continuous | Quarterly | Quarterly | 0 | 1602.5 | 108347 | 92 | 112 | 25 | 87 | 84 | 25 | 59 |  |  | Approved
26092 | 2023-Q1 | Town of Bonavista | Main Lift Outfall | Bonavista | Newfoundland and Labrador | Municipal or another local authority | Municipal or another local authority | Continuous | Quarterly | Quarterly | 0 | 1145.9 | 241651 | 90 | 92 | 25 | 67 | 101 | 25 | 76 |  |  | Approved
26092 | 2023-Q2 | Town of Bonavista | Main Lift Outfall | Bonavista | Newfoundland and Labrador | Municipal or another local authority | Municipal or another local authority | Continuous | Quarterly | Quarterly | 0 | 1145.9 | 354690 | 91 | 42 | 25 | 17 | 64 | 25 | 39 |  |  | Approved
26092 | 2023-Q3 | Town of Bonavista | Main Lift Outfall | Bonavista | Newfoundland and Labrador | Municipal or another local authority | Municipal or another local authority | Continuous | Quarterly | Quarterly | 0 | 1145.9 | 103492 | 92 | 113 | 25 | 88 | 123 | 25 | 98 |  |  | Approved
26092 | 2023-Q4 | Town of Bonavista | Main Lift Outfall | Bonavista | Newfoundland and Labrador | Municipal or another local authority | Municipal or another local authority | Continuous | Quarterly | Quarterly | 0 | 1145.9 | 132631 | 92 | 79 | 25 | 54 | 88 | 25 | 63 |  |  | Approved
26092 | 2024-Q1 | Town of Bonavista | Main Lift Outfall | Bonavista | Newfoundland and Labrador | Municipal or another local authority | Municipal or another local authority | Continuous | Quarterly | Quarterly | 0 | 2280.7 | 180343 | 91 | 69 | 25 | 44 | 94 | 25 | 69 |  |  | Approved
26092 | 2024-Q2 | Town of Bonavista | Main Lift Outfall | Bonavista | Newfoundland and Labrador | Municipal or another local authority | Municipal or another local authority | Continuous | Quarterly | Quarterly | 0 | 2280.7 | 264555 | 91 | 68 | 25 | 43 | 68 | 25 | 43 |  |  | Approved
26092 | 2024-Q3 | Town of Bonavista | Main Lift Outfall | Bonavista | Newfoundland and Labrador | Municipal or another local authority | Municipal or another local authority | Continuous | Quarterly | Quarterly | 0 | 2280.7 | 165751 | 92 | 132 | 25 | 107 | 112 | 25 | 87 |  |  | Approved
26092 | 2024-Q4 | Town of Bonavista | Main Lift Outfall | Bonavista | Newfoundland and Labrador | Municipal or another local authority | Municipal or another local authority | Continuous | Quarterly | Quarterly | 0 | 2280.7 | 185017 | 92 | 75 | 25 | 50 | 98 | 25 | 73 |  |  | Approved
26093 | 2015-Q1 | Town of Bonavista | Comminutor Outfall | Bonavista | Newfoundland and Labrador | Municipal or another local authority | Municipal or another local authority | Continuous | Quarterly | Quarterly | 0 | 400 | 46119 | 90 | 12 | 25 | -13 | 14 | 25 | -11 |  |  | Approved
26093 | 2015-Q2 | Town of Bonavista | Comminutor Outfall | Bonavista | Newfoundland and Labrador | Municipal or another local authority | Municipal or another local authority | Continuous | Quarterly | Quarterly | 0 | 400 | 91533 | 91 | 67 | 25 | 42 | 63 | 25 | 38 |  |  | Approved
26093 | 2015-Q3 | Town of Bonavista | Comminutor Outfall | Bonavista | Newfoundland and Labrador | Municipal or another local authority | Municipal or another local authority | Continuous | Quarterly | Quarterly | 0 | 400 | 35897 | 92 | 116 | 25 | 91 | 291 | 25 | 266 |  |  | Approved
26093 | 2015-Q4 | Town of Bonavista | Comminutor Outfall | Bonavista | Newfoundland and Labrador | Municipal or another local authority | Municipal or another local authority | Continuous | Quarterly | Quarterly | 0 | 400 | 37508 | 92 | 61 | 25 | 36 | 31 | 25 | 6 |  |  | Approved
26093 | 2016-Q1 | Town of Bonavista | Comminutor Outfall | Bonavista | Newfoundland and Labrador | Municipal or another local authority | Municipal or another local authority | Continuous | Quarterly | Quarterly | 0 | 578.2 | 58385 | 91 | 9 | 25 | -16 | 8 | 25 | -17 |  |  | Approved
26093 | 2016-Q2 | Town of Bonavista | Comminutor Outfall | Bonavista | Newfoundland and Labrador | Municipal or another local authority | Municipal or another local authority | Continuous | Quarterly | Quarterly | 0 | 578.2 | 90026 | 91 | 322 | 25 | 297 | 159 | 25 | 134 |  |  | Approved
26093 | 2016-Q3 | Town of Bonavista | Comminutor Outfall | Bonavista | Newfoundland and Labrador | Municipal or another local authority | Municipal or another local authority | Continuous | Quarterly | Quarterly | 0 | 578.2 | 56373 | 92 | 58 | 25 | 33 | 110 | 25 | 85 |  |  | Approved
26093 | 2016-Q4 | Town of Bonavista | Comminutor Outfall | Bonavista | Newfoundland and Labrador | Municipal or another local authority | Municipal or another local authority | Continuous | Quarterly | Quarterly | 0 | 578.2 | 121618 | 92 | 6 | 25 | -19 | 25 | 25 | 0 |  |  | Approved
26093 | 2017-Q1 | Town of Bonavista | Comminutor Outfall | Bonavista | Newfoundland and Labrador | Municipal or another local authority | Municipal or another local authority | Continuous | Quarterly | Quarterly | 0 | 891.8 | 102607 | 90 | 22 | 25 | -3 | 40 | 25 | 15 |  |  | Approved
26093 | 2017-Q2 | Town of Bonavista | Comminutor Outfall | Bonavista | Newfoundland and Labrador | Municipal or another local authority | Municipal or another local authority | Continuous | Quarterly | Quarterly | 0 | 891.8 | 140597 | 91 | 73 | 25 | 48 | 90 | 25 | 65 |  |  | Approved
26093 | 2017-Q3 | Town of Bonavista | Comminutor Outfall | Bonavista | Newfoundland and Labrador | Municipal or another local authority | Municipal or another local authority | Continuous | Quarterly | Quarterly | 0 | 891.8 | 40919 | 92 | 28 | 25 | 3 | 49 | 25 | 24 |  |  | Approved
26093 | 2017-Q4 | Town of Bonavista | Comminutor Outfall | Bonavista | Newfoundland and Labrador | Municipal or another local authority | Municipal or another local authority | Continuous | Quarterly | Quarterly | 0 | 891.8 | 29868 | 92 | 34 | 25 | 9 | 36 | 25 | 11 |  |  | Approved
26093 | 2018-Q1 | Town of Bonavista | Comminutor Outfall | Bonavista | Newfoundland and Labrador | Municipal or another local authority | Municipal or another local authority | Continuous | Quarterly | Quarterly | 0 | 860.2 | 108285 | 90 | 59 | 25 | 34 | 95 | 25 | 70 |  |  | Approved
26093 | 2018-Q2 | Town of Bonavista | Comminutor Outfall | Bonavista | Newfoundland and Labrador | Municipal or another local authority | Municipal or another local authority | Continuous | Quarterly | Quarterly | 0 | 860.2 | 129587 | 91 | 50 | 25 | 25 | 49 | 25 | 24 |  |  | Approved
26093 | 2018-Q3 | Town of Bonavista | Comminutor Outfall | Bonavista | Newfoundland and Labrador | Municipal or another local authority | Municipal or another local authority | Continuous | Quarterly | Quarterly | 0 | 860.2 | 41941 | 92 | 172 | 25 | 147 | 121 | 25 | 96 |  |  | Approved
26093 | 2018-Q4 | Town of Bonavista | Comminutor Outfall | Bonavista | Newfoundland and Labrador | Municipal or another local authority | Municipal or another local authority | Continuous | Quarterly | Quarterly | 0 | 860.2 | 111811 | 92 | 83 | 25 | 58 | 77 | 25 | 52 |  |  | Approved
26093 | 2019-Q1 | Town of Bonavista | Comminutor Outfall | Bonavista | Newfoundland and Labrador | Municipal or another local authority | Municipal or another local authority | Continuous | Quarterly | Quarterly | 0 | 1072.9 | 69788 | 90 | 83 | 25 | 58 | 58 | 25 | 33 |  |  | Approved
26093 | 2019-Q2 | Town of Bonavista | Comminutor Outfall | Bonavista | Newfoundland and Labrador | Municipal or another local authority | Municipal or another local authority | Continuous | Quarterly | Quarterly | 0 | 1072.9 | 62218 | 91 | 77 | 25 | 52 | 66 | 25 | 41 |  |  | Approved
26093 | 2019-Q3 | Town of Bonavista | Comminutor Outfall | Bonavista | Newfoundland and Labrador | Municipal or another local authority | Municipal or another local authority | Continuous | Quarterly | Quarterly | 0 | 1072.9 | 29206 | 92 | 103 | 25 | 78 | 162 | 25 | 137 |  |  | Approved
26093 | 2019-Q4 | Town of Bonavista | Comminutor Outfall | Bonavista | Newfoundland and Labrador | Municipal or another local authority | Municipal or another local authority | Continuous | Quarterly | Quarterly | 0 | 1072.9 | 62237 | 92 | 67 | 25 | 42 | 55 | 25 | 30 |  |  | Approved
26093 | 2020-Q1 | Town of Bonavista | Comminutor Outfall | Bonavista | Newfoundland and Labrador | Municipal or another local authority | Municipal or another local authority | Continuous | Quarterly | Quarterly | 0 | 612.2 | 59150 | 91 | 56 | 25 | 31 | 58 | 25 | 33 |  |  | Approved
26093 | 2020-Q2 | Town of Bonavista | Comminutor Outfall | Bonavista | Newfoundland and Labrador | Municipal or another local authority | Municipal or another local authority | Continuous | Quarterly | Quarterly | 0 | 612.2 | 140049 | 91 | 45 | 25 | 20 | 16 | 25 | -9 |  |  | Approved
26093 | 2020-Q3 | Town of Bonavista | Comminutor Outfall | Bonavista | Newfoundland and Labrador | Municipal or another local authority | Municipal or another local authority | Continuous | Quarterly | Quarterly | 0 | 612.2 | 47160 | 92 | 131 | 25 | 106 | 118 | 25 | 93 |  |  | Approved
26093 | 2020-Q4 | Town of Bonavista | Comminutor Outfall | Bonavista | Newfoundland and Labrador | Municipal or another local authority | Municipal or another local authority | Continuous | Quarterly | Quarterly | 0 | 612.2 | 60239 | 92 | 84 | 25 | 59 | 135 | 25 | 110 |  |  | Approved
26093 | 2021-Q1 | Town of Bonavista | Comminutor Outfall | Bonavista | Newfoundland and Labrador | Municipal or another local authority | Municipal or another local authority | Continuous | Quarterly | Quarterly | 0 | 837.7 | 94326 | 90 | 61 | 25 | 36 | 46 | 25 | 21 |  |  | Approved
26093 | 2021-Q2 | Town of Bonavista | Comminutor Outfall | Bonavista | Newfoundland and Labrador | Municipal or another local authority | Municipal or another local authority | Continuous | Quarterly | Quarterly | 0 | 837.7 | 84768 | 91 | 112 | 25 | 87 | 70 | 25 | 45 |  |  | Approved
26093 | 2021-Q3 | Town of Bonavista | Comminutor Outfall | Bonavista | Newfoundland and Labrador | Municipal or another local authority | Municipal or another local authority | Continuous | Quarterly | Quarterly | 0 | 837.7 | 29032 | 92 | 184 | 25 | 159 | 146 | 25 | 121 |  |  | Approved
26093 | 2021-Q4 | Town of Bonavista | Comminutor Outfall | Bonavista | Newfoundland and Labrador | Municipal or another local authority | Municipal or another local authority | Continuous | Quarterly | Quarterly | 0 | 837.7 | 161476 | 92 | 111 | 25 | 86 | 74 | 25 | 49 |  |  | Approved
26093 | 2022-Q1 | Town of Bonavista | Comminutor Outfall | Bonavista | Newfoundland and Labrador | Municipal or another local authority | Municipal or another local authority | Continuous | Quarterly | Quarterly | 0 | 1012.6 | 97835 | 90 | 65 | 25 | 40 | 79 | 25 | 54 |  |  | Approved
26093 | 2022-Q2 | Town of Bonavista | Comminutor Outfall | Bonavista | Newfoundland and Labrador | Municipal or another local authority | Municipal or another local authority | Continuous | Quarterly | Quarterly | 0 | 1012.6 | 84197 | 91 | 93 | 25 | 68 | 100 | 25 | 75 |  |  | Approved
26093 | 2022-Q3 | Town of Bonavista | Comminutor Outfall | Bonavista | Newfoundland and Labrador | Municipal or another local authority | Municipal or another local authority | Continuous | Quarterly | Quarterly | 0 | 1012.6 | 40792 | 92 | 108 | 25 | 83 | 97 | 25 | 72 |  |  | Approved
26093 | 2022-Q4 | Town of Bonavista | Comminutor Outfall | Bonavista | Newfoundland and Labrador | Municipal or another local authority | Municipal or another local authority | Continuous | Quarterly | Quarterly | 0 | 1012.6 | 73839 | 92 | 120 | 25 | 95 | 85 | 25 | 60 |  |  | Approved
26093 | 2023-Q1 | Town of Bonavista | Comminutor Outfall | Bonavista | Newfoundland and Labrador | Municipal or another local authority | Municipal or another local authority | Continuous | Quarterly | Quarterly | 0 | 812.8 | 92614 | 90 | 161 | 25 | 136 | 181 | 25 | 156 |  |  | Approved
26093 | 2023-Q2 | Town of Bonavista | Comminutor Outfall | Bonavista | Newfoundland and Labrador | Municipal or another local authority | Municipal or another local authority | Continuous | Quarterly | Quarterly | 0 | 812.8 | 110166 | 91 | 99 | 25 | 74 | 100 | 25 | 75 |  |  | Approved
26093 | 2023-Q3 | Town of Bonavista | Comminutor Outfall | Bonavista | Newfoundland and Labrador | Municipal or another local authority | Municipal or another local authority | Continuous | Quarterly | Quarterly | 0 | 812.8 | 55453 | 92 | 130 | 25 | 105 | 107 | 25 | 82 |  |  | Approved
26093 | 2023-Q4 | Town of Bonavista | Comminutor Outfall | Bonavista | Newfoundland and Labrador | Municipal or another local authority | Municipal or another local authority | Continuous | Quarterly | Quarterly | 0 | 812.8 | 82142 | 92 | 76 | 25 | 51 | 64 | 25 | 39 |  |  | Approved
26093 | 2024-Q1 | Town of Bonavista | Comminutor Outfall | Bonavista | Newfoundland and Labrador | Municipal or another local authority | Municipal or another local authority | Continuous | Quarterly | Quarterly | 0 | 932.5 | 73109 | 91 | 117 | 25 | 92 | 115 | 25 | 90 |  |  | Approved
26093 | 2024-Q2 | Town of Bonavista | Comminutor Outfall | Bonavista | Newfoundland and Labrador | Municipal or another local authority | Municipal or another local authority | Continuous | Quarterly | Quarterly | 0 | 932.5 | 85394 | 91 | 134 | 25 | 109 | 108 | 25 | 83 |  |  | Approved
26093 | 2024-Q3 | Town of Bonavista | Comminutor Outfall | Bonavista | Newfoundland and Labrador | Municipal or another local authority | Municipal or another local authority | Continuous | Quarterly | Quarterly | 0 | 932.5 | 39911 | 92 | 133 | 25 | 108 | 163 | 25 | 138 |  |  | Approved
26093 | 2024-Q4 | Town of Bonavista | Comminutor Outfall | Bonavista | Newfoundland and Labrador | Municipal or another local authority | Municipal or another local authority | Continuous | Quarterly | Quarterly | 0 | 932.5 | 115161 | 92 | 96 | 25 | 71 | 121 | 25 | 96 |  |  | Approved
26094 | 2015-Q1 | Town of Bonavista | Red Cove | Bonavista | Newfoundland and Labrador | Municipal or another local authority | Municipal or another local authority | Continuous | Quarterly | Quarterly | 0 | 80 | 1052 | 90 | 14 | 25 | -11 | 11 | 25 | -14 |  |  | Approved
26094 | 2015-Q2 | Town of Bonavista | Red Cove | Bonavista | Newfoundland and Labrador | Municipal or another local authority | Municipal or another local authority | Continuous | Quarterly | Quarterly | 0 | 80 | 7622 | 91 | 48 | 25 | 23 | 69 | 25 | 44 |  |  | Approved
26094 | 2015-Q3 | Town of Bonavista | Red Cove | Bonavista | Newfoundland and Labrador | Municipal or another local authority | Municipal or another local authority | Continuous | Quarterly | Quarterly | 0 | 80 | 0 | 0 | 0 | 25 | -25 | 0 | 25 | -25 |  |  | Approved
26094 | 2015-Q4 | Town of Bonavista | Red Cove | Bonavista | Newfoundland and Labrador | Municipal or another local authority | Municipal or another local authority | Continuous | Quarterly | Quarterly | 0 | 80 | 0 | 0 | 0 | 25 | -25 | 0 | 25 | -25 |  |  | Approved
26094 | 2016-Q1 | Town of Bonavista | Red Cove | Bonavista | Newfoundland and Labrador | Municipal or another local authority | Municipal or another local authority | Continuous | Quarterly | Quarterly | 0 | 23.8 | 0 | 0 | 0 | 25 | -25 | 0 | 25 | -25 |  |  | Approved
26325 | 2016-Q3 | Town of Point Leamington | point leamington wastewater | point leamington | Newfoundland and Labrador | Municipal or another local authority | Municipal or another local authority | Continuous | Quarterly | Monthly | 7 | 130000 | 0 | 0 | 0 | 25 | -25 | 0 | 25 | -25 |  |  | Approved
26325 | 2016-Q3 | Town of Point Leamington | point leamington wastewater | point leamington | Newfoundland and Labrador | Municipal or another local authority | Municipal or another local authority | Continuous | Quarterly | Monthly | 8 | 130000 | 11656 | 31 | 20 | 25 | -5 | 35 | 25 | 10 |  |  | Approved
26325 | 2016-Q3 | Town of Point Leamington | point leamington wastewater | point leamington | Newfoundland and Labrador | Municipal or another local authority | Municipal or another local authority | Continuous | Quarterly | Monthly | 9 | 130000 | 11280 | 30 | 29 | 25 | 4 | 35 | 25 | 10 |  |  | Approved
26325 | 2016-Q4 | Town of Point Leamington | point leamington wastewater | point leamington | Newfoundland and Labrador | Municipal or another local authority | Municipal or another local authority | Continuous | Quarterly | Monthly | 10 | 130000 | 14260 | 31 | 5 | 25 | -20 | 37 | 25 | 12 |  |  | Approved
26325 | 2016-Q4 | Town of Point Leamington | point leamington wastewater | point leamington | Newfoundland and Labrador | Municipal or another local authority | Municipal or another local authority | Continuous | Quarterly | Monthly | 11 | 130000 | 13800 | 30 | 5 | 25 | -20 | 37 | 25 | 12 |  |  | Approved
26325 | 2016-Q4 | Town of Point Leamington | point leamington wastewater | point leamington | Newfoundland and Labrador | Municipal or another local authority | Municipal or another local authority | Continuous | Quarterly | Monthly | 12 | 130000 | 14260 | 31 | 5 | 25 | -20 | 37 | 25 | 12 |  |  | Approved
26325 | 2017-Q1 | Town of Point Leamington | point leamington wastewater | point leamington | Newfoundland and Labrador | Municipal or another local authority | Municipal or another local authority | Continuous | Quarterly | Monthly | 1 | 130000 | 9982 | 31 | 14 | 25 | -11 | 17 | 25 | -8 |  |  | Approved
26325 | 2017-Q1 | Town of Point Leamington | point leamington wastewater | point leamington | Newfoundland and Labrador | Municipal or another local authority | Municipal or another local authority | Continuous | Quarterly | Monthly | 2 | 130000 | 9016 | 28 | 14 | 25 | -11 | 17 | 25 | -8 |  |  | Approved
26325 | 2017-Q1 | Town of Point Leamington | point leamington wastewater | point leamington | Newfoundland and Labrador | Municipal or another local authority | Municipal or another local authority | Continuous | Quarterly | Monthly | 3 | 130000 | 9982 | 31 | 14 | 25 | -11 | 17 | 25 | -8 |  |  | Approved
26325 | 2017-Q2 | Town of Point Leamington | point leamington wastewater | point leamington | Newfoundland and Labrador | Municipal or another local authority | Municipal or another local authority | Continuous | Quarterly | Monthly | 4 | 130000 | 20600 | 30 | 19 | 25 | -6 | 10 | 25 | -15 |  |  | Approved
26325 | 2017-Q2 | Town of Point Leamington | point leamington wastewater | point leamington | Newfoundland and Labrador | Municipal or another local authority | Municipal or another local authority | Continuous | Quarterly | Monthly | 5 | 130000 | 17649 | 31 | 25 | 25 | 0 | 17 | 25 | -8 |  |  | Approved
26325 | 2017-Q2 | Town of Point Leamington | point leamington wastewater | point leamington | Newfoundland and Labrador | Municipal or another local authority | Municipal or another local authority | Continuous | Quarterly | Monthly | 6 | 130000 | 9213 | 30 | 28 | 25 | 3 | 89 | 25 | 64 |  |  | Approved
26325 | 2017-Q3 | Town of Point Leamington | point leamington wastewater | point leamington | Newfoundland and Labrador | Municipal or another local authority | Municipal or another local authority | Continuous | Quarterly | Monthly | 7 | 130000 | 8744 | 31 | 27 | 25 | 2 | 35 | 25 | 10 |  |  | Approved
26325 | 2017-Q3 | Town of Point Leamington | point leamington wastewater | point leamington | Newfoundland and Labrador | Municipal or another local authority | Municipal or another local authority | Continuous | Quarterly | Monthly | 8 | 130000 | 9026 | 31 | 18 | 25 | -7 | 110 | 25 | 85 |  |  | Approved
26325 | 2017-Q3 | Town of Point Leamington | point leamington wastewater | point leamington | Newfoundland and Labrador | Municipal or another local authority | Municipal or another local authority | Continuous | Quarterly | Monthly | 9 | 130000 | 8428 | 30 | 18 | 25 | -7 | 66 | 25 | 41 |  |  | Approved
26325 | 2017-Q4 | Town of Point Leamington | point leamington wastewater | point leamington | Newfoundland and Labrador | Municipal or another local authority | Municipal or another local authority | Continuous | Quarterly | Monthly | 10 | 130000 | 8637 | 31 | 28 | 25 | 3 | 37 | 25 | 12 |  |  | Approved
26325 | 2017-Q4 | Town of Point Leamington | point leamington wastewater | point leamington | Newfoundland and Labrador | Municipal or another local authority | Municipal or another local authority | Continuous | Quarterly | Monthly | 11 | 130000 | 8388 | 30 | 16 | 25 | -9 | 12 | 25 | -13 |  |  | Approved
26325 | 2017-Q4 | Town of Point Leamington | point leamington wastewater | point leamington | Newfoundland and Labrador | Municipal or another local authority | Municipal or another local authority | Continuous | Quarterly | Monthly | 12 | 130000 | 8879 | 31 | 29 | 25 | 4 | 43 | 25 | 18 |  |  | Approved
26325 | 2018-Q1 | Town of Point Leamington | point leamington wastewater | point leamington | Newfoundland and Labrador | Municipal or another local authority | Municipal or another local authority | Continuous | Quarterly | Quarterly | 0 | 352.2 | 57016 | 90 | 69 | 25 | 44 | 50 | 25 | 25 |  |  | Approved
26325 | 2018-Q2 | Town of Point Leamington | point leamington wastewater | point leamington | Newfoundland and Labrador | Municipal or another local authority | Municipal or another local authority | Continuous | Quarterly | Quarterly | 0 | 352.2 | 93178 | 91 | 118 | 25 | 93 | 118 | 25 | 93 |  |  | Approved
26325 | 2018-Q3 | Town of Point Leamington | point leamington wastewater | point leamington | Newfoundland and Labrador | Municipal or another local authority | Municipal or another local authority | Continuous | Quarterly | Quarterly | 0 | 352.2 | 93178 | 92 | 118 | 25 | 93 | 119 | 25 | 94 |  |  | Approved
26325 | 2018-Q4 | Town of Point Leamington | point leamington wastewater | point leamington | Newfoundland and Labrador | Municipal or another local authority | Municipal or another local authority | Continuous | Quarterly | Quarterly | 0 | 352.2 | 90240.4 | 92 | 82 | 25 | 57 | 76 | 25 | 51 |  |  | Approved
26325 | 2019-Q1 | Town of Point Leamington | point leamington wastewater | point leamington | Newfoundland and Labrador | Municipal or another local authority | Municipal or another local authority | Continuous | Quarterly | Quarterly | 0 | 914 | 43538 | 90 | 101 | 25 | 76 | 93 | 25 | 68 |  |  | Approved
26325 | 2019-Q2 | Town of Point Leamington | point leamington wastewater | point leamington | Newfoundland and Labrador | Municipal or another local authority | Municipal or another local authority | Continuous | Quarterly | Quarterly | 0 | 914 | 44590 | 91 | 99 | 25 | 74 | 83 | 25 | 58 |  |  | Approved
26325 | 2019-Q3 | Town of Point Leamington | point leamington wastewater | point leamington | Newfoundland and Labrador | Municipal or another local authority | Municipal or another local authority | Continuous | Quarterly | Quarterly | 0 | 914 | 27896 | 92 | 121 | 25 | 96 | 90 | 25 | 65 |  |  | Approved
26325 | 2019-Q4 | Town of Point Leamington | point leamington wastewater | point leamington | Newfoundland and Labrador | Municipal or another local authority | Municipal or another local authority | Continuous | Quarterly | Quarterly | 0 | 914 | 53731 | 92 | 106 | 25 | 81 | 59 | 25 | 34 |  |  | Approved
26325 | 2020-Q1 | Town of Point Leamington | point leamington wastewater | point leamington | Newfoundland and Labrador | Municipal or another local authority | Municipal or another local authority | Continuous | Quarterly | Quarterly | 0 | 465.1 | 36400 | 91 | 162 | 25 | 137 | 111 | 25 | 86 |  |  | Approved
26325 | 2020-Q2 | Town of Point Leamington | point leamington wastewater | point leamington | Newfoundland and Labrador | Municipal or another local authority | Municipal or another local authority | Continuous | Quarterly | Quarterly | 0 | 465.1 | 62244 | 91 | 46 | 25 | 21 | 57 | 25 | 32 |  |  | Approved
26325 | 2020-Q3 | Town of Point Leamington | point leamington wastewater | point leamington | Newfoundland and Labrador | Municipal or another local authority | Municipal or another local authority | Continuous | Quarterly | Quarterly | 0 | 465.1 | 18694 | 92 | 172 | 25 | 147 | 446 | 25 | 421 |  |  | Approved
26325 | 2020-Q4 | Town of Point Leamington | point leamington wastewater | point leamington | Newfoundland and Labrador | Municipal or another local authority | Municipal or another local authority | Continuous | Quarterly | Quarterly | 0 | 465.1 | 17921 | 92 | 101 | 25 | 76 | 119 | 25 | 94 |  |  | Approved
26325 | 2021-Q1 | Town of Point Leamington | point leamington wastewater | point leamington | Newfoundland and Labrador | Municipal or another local authority | Municipal or another local authority | Continuous | Quarterly | Quarterly | 0 | 369.6 | 23489 | 90 | 119 | 25 | 94 | 187 | 25 | 162 |  |  | Approved
26325 | 2021-Q2 | Town of Point Leamington | point leamington wastewater | point leamington | Newfoundland and Labrador | Municipal or another local authority | Municipal or another local authority | Continuous | Quarterly | Quarterly | 0 | 369.6 | 26462 | 91 | 97 | 25 | 72 | 55 | 25 | 30 |  |  | Approved
26325 | 2021-Q3 | Town of Point Leamington | point leamington wastewater | point leamington | Newfoundland and Labrador | Municipal or another local authority | Municipal or another local authority | Continuous | Quarterly | Quarterly | 0 | 369.6 | 17804 | 92 | 160 | 25 | 135 | 79 | 25 | 54 |  |  | Approved
26325 | 2021-Q4 | Town of Point Leamington | point leamington wastewater | point leamington | Newfoundland and Labrador | Municipal or another local authority | Municipal or another local authority | Continuous | Quarterly | Quarterly | 0 | 369.6 | 25327 | 92 | 95 | 25 | 70 | 146 | 25 | 121 |  |  | Approved
26325 | 2022-Q1 | Town of Point Leamington | point leamington wastewater | point leamington | Newfoundland and Labrador | Municipal or another local authority | Municipal or another local authority | Continuous | Quarterly | Quarterly | 0 | 255 | 32199 | 90 | 143 | 25 | 118 | 121 | 25 | 96 |  |  | Approved
26325 | 2022-Q2 | Town of Point Leamington | point leamington wastewater | point leamington | Newfoundland and Labrador | Municipal or another local authority | Municipal or another local authority | Continuous | Quarterly | Quarterly | 0 | 255 | 31536 | 91 | 129 | 25 | 104 | 102 | 25 | 77 |  |  | Approved
26325 | 2022-Q3 | Town of Point Leamington | point leamington wastewater | point leamington | Newfoundland and Labrador | Municipal or another local authority | Municipal or another local authority | Continuous | Quarterly | Quarterly | 0 | 255 | 16509 | 92 | 143 | 25 | 118 | 87 | 25 | 62 |  |  | Approved
26325 | 2022-Q4 | Town of Point Leamington | point leamington wastewater | point leamington | Newfoundland and Labrador | Municipal or another local authority | Municipal or another local authority | Continuous | Quarterly | Quarterly | 0 | 255 | 21176 | 92 | 143 | 25 | 118 | 164 | 25 | 139 |  |  | Approved
26325 | 2023-Q1 | Town of Point Leamington | point leamington wastewater | point leamington | Newfoundland and Labrador | Municipal or another local authority | Municipal or another local authority | Continuous | Quarterly | Quarterly | 0 | 277.9 | 30564 | 90 | 119 | 25 | 94 | 110 | 25 | 85 |  |  | Approved
26325 | 2023-Q2 | Town of Point Leamington | point leamington wastewater | point leamington | Newfoundland and Labrador | Municipal or another local authority | Municipal or another local authority | Continuous | Quarterly | Quarterly | 0 | 277.9 | 33535 | 91 | 83 | 25 | 58 | 73 | 25 | 48 |  |  | Approved
26325 | 2023-Q3 | Town of Point Leamington | point leamington wastewater | point leamington | Newfoundland and Labrador | Municipal or another local authority | Municipal or another local authority | Continuous | Quarterly | Quarterly | 0 | 277.9 | 26594 | 92 | 172 | 25 | 147 | 113 | 25 | 88 |  |  | Approved
26325 | 2023-Q4 | Town of Point Leamington | point leamington wastewater | point leamington | Newfoundland and Labrador | Municipal or another local authority | Municipal or another local authority | Continuous | Quarterly | Quarterly | 0 | 277.9 | 35256 | 92 | 146 | 25 | 121 | 158 | 25 | 133 |  |  | Approved
26325 | 2024-Q1 | Town of Point Leamington | point leamington wastewater | point leamington | Newfoundland and Labrador | Municipal or another local authority | Municipal or another local authority | Continuous | Quarterly | Quarterly | 0 | 345.1 | 37774 | 91 | 69 | 25 | 44 | 432 | 25 | 407 |  |  | Approved
26325 | 2024-Q2 | Town of Point Leamington | point leamington wastewater | point leamington | Newfoundland and Labrador | Municipal or another local authority | Municipal or another local authority | Continuous | Quarterly | Quarterly | 0 | 345.1 | 28539 | 91 | 70 | 25 | 45 | 92 | 25 | 67 |  |  | Approved
26325 | 2024-Q3 | Town of Point Leamington | point leamington wastewater | point leamington | Newfoundland and Labrador | Municipal or another local authority | Municipal or another local authority | Continuous | Quarterly | Quarterly | 0 | 345.1 | 15932 | 92 | 108 | 25 | 83 | 76 | 25 | 51 |  |  | Approved
26325 | 2024-Q4 | Town of Point Leamington | point leamington wastewater | point leamington | Newfoundland and Labrador | Municipal or another local authority | Municipal or another local authority | Continuous | Quarterly | Quarterly | 0 | 345.1 | 31493 | 92 | 119 | 25 | 94 | 57 | 25 | 32 |  |  | Approved
26360 | 2014-Q4 | Town of Upper island Cove | Outfall #1 | Upper Island Cove | Newfoundland and Labrador | Municipal or another local authority | Municipal or another local authority | Continuous | Quarterly | Quarterly | 0 | 1800 | 14722 | 20 | 67 | 0 | 0 | 85 | 0 | 0 |  |  | Approved
26360 | 2015-Q1 | Town of Upper island Cove | Outfall #1 | Upper Island Cove | Newfoundland and Labrador | Municipal or another local authority | Municipal or another local authority | Continuous | Quarterly | Quarterly | 0 | 1800 | 575228 | 90 | 15 | 25 | -10 | 7 | 25 | -18 |  |  | Approved
26360 | 2015-Q2 | Town of Upper island Cove | Outfall #1 | Upper Island Cove | Newfoundland and Labrador | Municipal or another local authority | Municipal or another local authority | Continuous | Quarterly | Quarterly | 0 | 1800 | 52145 | 90 | 34 | 25 | 9 | 53 | 25 | 28 |  |  | Approved
26360 | 2015-Q3 | Town of Upper island Cove | Outfall #1 | Upper Island Cove | Newfoundland and Labrador | Municipal or another local authority | Municipal or another local authority | Continuous | Quarterly | Quarterly | 0 | 1800 | 103408 | 92 | 101 | 25 | 76 | 90 | 25 | 65 |  |  | Approved
26360 | 2015-Q4 | Town of Upper island Cove | Outfall #1 | Upper Island Cove | Newfoundland and Labrador | Municipal or another local authority | Municipal or another local authority | Continuous | Quarterly | Quarterly | 0 | 1800 | 561207 | 92 | 30 | 25 | 5 | 23 | 25 | -2 |  |  | Approved
26360 | 2016-Q1 | Town of Upper island Cove | Outfall #1 | Upper Island Cove | Newfoundland and Labrador | Municipal or another local authority | Municipal or another local authority | Continuous | Quarterly | Quarterly | 0 | 3539.7 | 558312 | 91 | 9 | 25 | -16 | 10 | 25 | -15 |  |  | Approved
26360 | 2016-Q2 | Town of Upper island Cove | Outfall #1 | Upper Island Cove | Newfoundland and Labrador | Municipal or another local authority | Municipal or another local authority | Continuous | Quarterly | Quarterly | 0 | 3539.7 | 210236 | 91 | 206 | 25 | 181 | 88 | 25 | 63 |  |  | Approved
26360 | 2016-Q3 | Town of Upper island Cove | Outfall #1 | Upper Island Cove | Newfoundland and Labrador | Municipal or another local authority | Municipal or another local authority | Continuous | Quarterly | Quarterly | 0 | 3539.7 | 121992 | 92 | 35 | 25 | 10 | 35 | 25 | 10 |  |  | Approved
26360 | 2016-Q4 | Town of Upper island Cove | Outfall #1 | Upper Island Cove | Newfoundland and Labrador | Municipal or another local authority | Municipal or another local authority | Continuous | Quarterly | Quarterly | 0 | 3539.7 | 221260 | 92 | 15 | 25 | -10 | 24 | 25 | -1 |  |  | Approved
26360 | 2017-Q1 | Town of Upper island Cove | Outfall #1 | Upper Island Cove | Newfoundland and Labrador | Municipal or another local authority | Municipal or another local authority | Continuous | Quarterly | Quarterly | 0 | 3037.7 | 197528 | 90 | 27 | 25 | 2 | 38 | 25 | 13 |  |  | Approved
26360 | 2017-Q2 | Town of Upper island Cove | Outfall #1 | Upper Island Cove | Newfoundland and Labrador | Municipal or another local authority | Municipal or another local authority | Continuous | Quarterly | Quarterly | 0 | 3037.7 | 121478 | 91 | 27 | 25 | 2 | 53 | 25 | 28 |  |  | Approved
26360 | 2017-Q3 | Town of Upper island Cove | Outfall #1 | Upper Island Cove | Newfoundland and Labrador | Municipal or another local authority | Municipal or another local authority | Continuous | Quarterly | Quarterly | 0 | 3037.7 | 140337 | 92 | 20 | 25 | -5 | 25 | 25 | 0 |  |  | Approved
26360 | 2017-Q4 | Town of Upper island Cove | Outfall #1 | Upper Island Cove | Newfoundland and Labrador | Municipal or another local authority | Municipal or another local authority | Continuous | Quarterly | Quarterly | 0 | 3037.7 | 166238 | 92 | 24 | 25 | -1 | 27 | 25 | 2 |  |  | Approved
26360 | 2018-Q1 | Town of Upper island Cove | Outfall #1 | Upper Island Cove | Newfoundland and Labrador | Municipal or another local authority | Municipal or another local authority | Continuous | Quarterly | Quarterly | 0 | 1713.9 | 180396 | 90 | 107 | 25 | 82 | 66 | 25 | 41 |  |  | Approved
26360 | 2018-Q2 | Town of Upper island Cove | Outfall #1 | Upper Island Cove | Newfoundland and Labrador | Municipal or another local authority | Municipal or another local authority | Continuous | Quarterly | Quarterly | 0 | 1713.9 | 154981 | 91 | 78 | 25 | 53 | 87 | 25 | 62 |  |  | Approved
26360 | 2018-Q3 | Town of Upper island Cove | Outfall #1 | Upper Island Cove | Newfoundland and Labrador | Municipal or another local authority | Municipal or another local authority | Continuous | Quarterly | Quarterly | 0 | 1713.9 | 124911 | 92 | 137 | 25 | 112 | 103 | 25 | 78 |  |  | Approved
26360 | 2018-Q4 | Town of Upper island Cove | Outfall #1 | Upper Island Cove | Newfoundland and Labrador | Municipal or another local authority | Municipal or another local authority | Continuous | Quarterly | Quarterly | 0 | 1713.9 | 214773.7 | 92 | 58 | 25 | 33 | 58 | 25 | 33 |  |  | Approved
26360 | 2019-Q1 | Town of Upper island Cove | Outfall #1 | Upper Island Cove | Newfoundland and Labrador | Municipal or another local authority | Municipal or another local authority | Continuous | Quarterly | Quarterly | 0 | 1849.5 | 167268 | 90 | 58 | 25 | 33 | 120 | 25 | 95 |  |  | Approved
26360 | 2019-Q2 | Town of Upper island Cove | Outfall #1 | Upper Island Cove | Newfoundland and Labrador | Municipal or another local authority | Municipal or another local authority | Continuous | Quarterly | Quarterly | 0 | 1849.5 | 108545 | 91 | 121 | 25 | 96 | 138 | 25 | 113 |  |  | Approved
26360 | 2019-Q3 | Town of Upper island Cove | Outfall #1 | Upper Island Cove | Newfoundland and Labrador | Municipal or another local authority | Municipal or another local authority | Continuous | Quarterly | Quarterly | 0 | 1849.5 | 140533 | 92 | 103 | 25 | 78 | 161 | 25 | 136 |  |  | Approved
26360 | 2019-Q4 | Town of Upper island Cove | Outfall #1 | Upper Island Cove | Newfoundland and Labrador | Municipal or another local authority | Municipal or another local authority | Continuous | Quarterly | Quarterly | 0 | 1849.5 | 129002 | 92 | 94 | 25 | 69 | 256 | 25 | 231 |  |  | Approved
26360 | 2020-Q1 | Town of Upper island Cove | Outfall #1 | Upper Island Cove | Newfoundland and Labrador | Municipal or another local authority | Municipal or another local authority | Continuous | Quarterly | Quarterly | 0 | 1494.1 | 116571 | 91 | 103 | 25 | 78 | 113 | 25 | 88 |  |  | Approved
26360 | 2020-Q2 | Town of Upper island Cove | Outfall #1 | Upper Island Cove | Newfoundland and Labrador | Municipal or another local authority | Municipal or another local authority | Continuous | Quarterly | Quarterly | 0 | 1494.1 | 143143 | 91 | 95 | 25 | 70 | 120 | 25 | 95 |  |  | Approved
26360 | 2020-Q3 | Town of Upper island Cove | Outfall #1 | Upper Island Cove | Newfoundland and Labrador | Municipal or another local authority | Municipal or another local authority | Continuous | Quarterly | Quarterly | 0 | 1494.1 | 189184 | 92 | 149 | 25 | 124 | 166 | 25 | 141 |  |  | Approved
26360 | 2020-Q4 | Town of Upper island Cove | Outfall #1 | Upper Island Cove | Newfoundland and Labrador | Municipal or another local authority | Municipal or another local authority | Continuous | Quarterly | Quarterly | 0 | 1494.1 | 223440 | 92 | 97 | 25 | 72 | 82 | 25 | 57 |  |  | Approved
26360 | 2021-Q1 | Town of Upper island Cove | Outfall #1 | Upper Island Cove | Newfoundland and Labrador | Municipal or another local authority | Municipal or another local authority | Continuous | Quarterly | Quarterly | 0 | 1837 | 316048 | 90 | 108 | 25 | 83 | 90 | 25 | 65 |  |  | Approved
26360 | 2021-Q2 | Town of Upper island Cove | Outfall #1 | Upper Island Cove | Newfoundland and Labrador | Municipal or another local authority | Municipal or another local authority | Continuous | Quarterly | Quarterly | 0 | 1837 | 259117 | 91 | 154 | 25 | 129 | 119 | 25 | 94 |  |  | Approved
26360 | 2021-Q3 | Town of Upper island Cove | Outfall #1 | Upper Island Cove | Newfoundland and Labrador | Municipal or another local authority | Municipal or another local authority | Continuous | Quarterly | Quarterly | 0 | 1837 | 252947 | 92 | 100 | 25 | 75 | 107 | 25 | 82 |  |  | Approved
26360 | 2021-Q4 | Town of Upper island Cove | Outfall #1 | Upper Island Cove | Newfoundland and Labrador | Municipal or another local authority | Municipal or another local authority | Continuous | Quarterly | Quarterly | 0 | 1837 | 398891 | 92 | 102 | 25 | 77 | 184 | 25 | 159 |  |  | Approved
26360 | 2022-Q1 | Town of Upper island Cove | Outfall #1 | Upper Island Cove | Newfoundland and Labrador | Municipal or another local authority | Municipal or another local authority | Continuous | Quarterly | Quarterly | 0 | 3361.7 | 672927 | 90 | 46 | 25 | 21 | 24 | 25 | -1 |  |  | Approved
26360 | 2022-Q2 | Town of Upper island Cove | Outfall #1 | Upper Island Cove | Newfoundland and Labrador | Municipal or another local authority | Municipal or another local authority | Continuous | Quarterly | Quarterly | 0 | 3361.7 | 603466 | 91 | 121 | 25 | 96 | 100 | 25 | 75 |  |  | Approved
26360 | 2022-Q3 | Town of Upper island Cove | Outfall #1 | Upper Island Cove | Newfoundland and Labrador | Municipal or another local authority | Municipal or another local authority | Continuous | Quarterly | Quarterly | 0 | 3361.7 | 69616 | 92 | 97 | 25 | 72 | 103 | 25 | 78 |  |  | Approved
26360 | 2022-Q4 | Town of Upper island Cove | Outfall #1 | Upper Island Cove | Newfoundland and Labrador | Municipal or another local authority | Municipal or another local authority | Continuous | Quarterly | Quarterly | 0 | 3361.7 | 497839 | 92 | 181 | 25 | 156 | 275 | 25 | 250 |  |  | Approved
26360 | 2023-Q1 | Town of Upper island Cove | Outfall #1 | Upper Island Cove | Newfoundland and Labrador | Municipal or another local authority | Municipal or another local authority | Continuous | Quarterly | Quarterly | 0 | 5051.6 | 109028 | 90 | 106 | 25 | 81 | 84 | 25 | 59 |  |  | Approved
26360 | 2023-Q2 | Town of Upper island Cove | Outfall #1 | Upper Island Cove | Newfoundland and Labrador | Municipal or another local authority | Municipal or another local authority | Continuous | Quarterly | Quarterly | 0 | 5051.6 | 99426 | 91 | 149 | 25 | 124 | 170 | 25 | 145 |  |  | Approved
26360 | 2023-Q3 | Town of Upper island Cove | Outfall #1 | Upper Island Cove | Newfoundland and Labrador | Municipal or another local authority | Municipal or another local authority | Continuous | Quarterly | Quarterly | 0 | 5051.6 | 199596 | 92 | 166 | 25 | 141 | 159 | 25 | 134 |  |  | Approved
26360 | 2023-Q4 | Town of Upper island Cove | Outfall #1 | Upper Island Cove | Newfoundland and Labrador | Municipal or another local authority | Municipal or another local authority | Continuous | Quarterly | Quarterly | 0 | 5051.6 | 281681 | 92 | 162 | 25 | 137 | 137 | 25 | 112 |  |  | Approved
26360 | 2024-Q1 | Town of Upper island Cove | Outfall #1 | Upper Island Cove | Newfoundland and Labrador | Municipal or another local authority | Municipal or another local authority | Continuous | Quarterly | Quarterly | 0 | 1889.7 | 410671 | 91 | 102 | 25 | 77 | 107 | 25 | 82 |  |  | Approved
26360 | 2024-Q2 | Town of Upper island Cove | Outfall #1 | Upper Island Cove | Newfoundland and Labrador | Municipal or another local authority | Municipal or another local authority | Continuous | Quarterly | Quarterly | 0 | 1889.7 | 101371 | 91 | 95 | 25 | 70 | 97 | 25 | 72 |  |  | Approved
26360 | 2024-Q3 | Town of Upper island Cove | Outfall #1 | Upper Island Cove | Newfoundland and Labrador | Municipal or another local authority | Municipal or another local authority | Continuous | Quarterly | Quarterly | 0 | 1889.7 | 73662 | 92 | 112 | 25 | 87 | 128 | 25 | 103 |  |  | Approved
26360 | 2024-Q4 | Town of Upper island Cove | Outfall #1 | Upper Island Cove | Newfoundland and Labrador | Municipal or another local authority | Municipal or another local authority | Continuous | Quarterly | Quarterly | 0 | 1889.7 | 148159 | 92 | 85 | 25 | 60 | 103 | 25 | 78 |  |  | Approved
26522 | 2015-Q1 | Town of Centreville-Wareham-Trinity | Williams Lookout, WAREHAM | Centreville Wareham Trinity | Newfoundland and Labrador | Municipal or another local authority | Municipal or another local authority | Continuous | Quarterly | Quarterly | 0 | 456 | 50736 | 90 | 20 | 25 | -5 | 23 | 25 | -2 |  |  | Approved
26522 | 2015-Q2 | Town of Centreville-Wareham-Trinity | Williams Lookout, WAREHAM | Centreville Wareham Trinity | Newfoundland and Labrador | Municipal or another local authority | Municipal or another local authority | Continuous | Quarterly | Quarterly | 0 | 456 | 58965 | 91 | 39 | 25 | 14 | 60 | 25 | 35 |  |  | Approved
26522 | 2015-Q3 | Town of Centreville-Wareham-Trinity | Williams Lookout, WAREHAM | Centreville Wareham Trinity | Newfoundland and Labrador | Municipal or another local authority | Municipal or another local authority | Continuous | Quarterly | Quarterly | 0 | 456 | 40452 | 92 | 27 | 25 | 2 | 32 | 25 | 7 |  |  | Approved
26522 | 2015-Q4 | Town of Centreville-Wareham-Trinity | Williams Lookout, WAREHAM | Centreville Wareham Trinity | Newfoundland and Labrador | Municipal or another local authority | Municipal or another local authority | Continuous | Quarterly | Quarterly | 0 | 456 | 55866 | 92 | 107 | 25 | 82 | 34 | 25 | 9 |  |  | Approved
26522 | 2016-Q1 | Town of Centreville-Wareham-Trinity | Williams Lookout, WAREHAM | Centreville Wareham Trinity | Newfoundland and Labrador | Municipal or another local authority | Municipal or another local authority | Continuous | Quarterly | Quarterly | 0 | 564.4 | 52711 | 91 | 40 | 25 | 15 | 15 | 25 | -10 |  |  | Approved
26522 | 2016-Q2 | Town of Centreville-Wareham-Trinity | Williams Lookout, WAREHAM | Centreville Wareham Trinity | Newfoundland and Labrador | Municipal or another local authority | Municipal or another local authority | Continuous | Quarterly | Quarterly | 0 | 564.4 | 31120 | 91 | 54 | 25 | 29 | 47 | 25 | 22 |  |  | Approved
26522 | 2016-Q3 | Town of Centreville-Wareham-Trinity | Williams Lookout, WAREHAM | Centreville Wareham Trinity | Newfoundland and Labrador | Municipal or another local authority | Municipal or another local authority | Continuous | Quarterly | Quarterly | 0 | 564.4 | 49728 | 92 | 19 | 25 | -6 | 36 | 25 | 11 |  |  | Approved
26522 | 2016-Q4 | Town of Centreville-Wareham-Trinity | Williams Lookout, WAREHAM | Centreville Wareham Trinity | Newfoundland and Labrador | Municipal or another local authority | Municipal or another local authority | Continuous | Quarterly | Quarterly | 0 | 564.4 | 27133 | 92 | 34 | 25 | 9 | 12 | 25 | -13 |  |  | Approved
26522 | 2017-Q1 | Town of Centreville-Wareham-Trinity | Williams Lookout, WAREHAM | Centreville Wareham Trinity | Newfoundland and Labrador | Municipal or another local authority | Municipal or another local authority | Continuous | Quarterly | Quarterly | 0 | 439 | 15448 | 90 | 15 | 25 | -10 | 17 | 25 | -8 |  |  | Approved
26522 | 2017-Q2 | Town of Centreville-Wareham-Trinity | Williams Lookout, WAREHAM | Centreville Wareham Trinity | Newfoundland and Labrador | Municipal or another local authority | Municipal or another local authority | Continuous | Quarterly | Quarterly | 0 | 439 | 121467 | 91 | 33 | 25 | 8 | 44 | 25 | 19 |  |  | Approved
26522 | 2017-Q3 | Town of Centreville-Wareham-Trinity | Williams Lookout, WAREHAM | Centreville Wareham Trinity | Newfoundland and Labrador | Municipal or another local authority | Municipal or another local authority | Continuous | Quarterly | Quarterly | 0 | 439 | 69013 | 92 | 25 | 25 | 0 | 32 | 25 | 7 |  |  | Approved
26522 | 2017-Q4 | Town of Centreville-Wareham-Trinity | Williams Lookout, WAREHAM | Centreville Wareham Trinity | Newfoundland and Labrador | Municipal or another local authority | Municipal or another local authority | Continuous | Quarterly | Quarterly | 0 | 439 | 72988 | 92 | 39 | 25 | 14 | 68 | 25 | 43 |  |  | Approved
26522 | 2018-Q1 | Town of Centreville-Wareham-Trinity | Williams Lookout, WAREHAM | Centreville Wareham Trinity | Newfoundland and Labrador | Municipal or another local authority | Municipal or another local authority | Continuous | Quarterly | Quarterly | 0 | 764.2 | 118755 | 90 | 36 | 25 | 11 | 32 | 25 | 7 |  |  | Approved
26522 | 2018-Q2 | Town of Centreville-Wareham-Trinity | Williams Lookout, WAREHAM | Centreville Wareham Trinity | Newfoundland and Labrador | Municipal or another local authority | Municipal or another local authority | Continuous | Quarterly | Quarterly | 0 | 764.2 | 120783 | 91 | 69 | 25 | 44 | 56 | 25 | 31 |  |  | Approved
26522 | 2018-Q3 | Town of Centreville-Wareham-Trinity | Williams Lookout, WAREHAM | Centreville Wareham Trinity | Newfoundland and Labrador | Municipal or another local authority | Municipal or another local authority | Continuous | Quarterly | Quarterly | 0 | 764.2 | 86335 | 92 | 102 | 25 | 77 | 88 | 25 | 63 |  |  | Approved
26522 | 2018-Q4 | Town of Centreville-Wareham-Trinity | Williams Lookout, WAREHAM | Centreville Wareham Trinity | Newfoundland and Labrador | Municipal or another local authority | Municipal or another local authority | Continuous | Quarterly | Quarterly | 0 | 764.2 | 118686 | 92 | 130 | 25 | 105 | 76 | 25 | 51 |  |  | Approved
26522 | 2019-Q1 | Town of Centreville-Wareham-Trinity | Williams Lookout, WAREHAM | Centreville Wareham Trinity | Newfoundland and Labrador | Municipal or another local authority | Municipal or another local authority | Continuous | Quarterly | Quarterly | 0 | 1218 | 85581 | 90 | 114 | 25 | 89 | 111 | 25 | 86 |  |  | Approved
26522 | 2019-Q2 | Town of Centreville-Wareham-Trinity | Williams Lookout, WAREHAM | Centreville Wareham Trinity | Newfoundland and Labrador | Municipal or another local authority | Municipal or another local authority | Continuous | Quarterly | Quarterly | 0 | 1218 | 45601 | 91 | 194 | 25 | 169 | 237 | 25 | 212 |  |  | Approved
26522 | 2019-Q3 | Town of Centreville-Wareham-Trinity | Williams Lookout, WAREHAM | Centreville Wareham Trinity | Newfoundland and Labrador | Municipal or another local authority | Municipal or another local authority | Continuous | Quarterly | Quarterly | 0 | 1218 | 43503 | 92 | 97 | 25 | 72 | 94 | 25 | 69 |  |  | Approved
26522 | 2019-Q4 | Town of Centreville-Wareham-Trinity | Williams Lookout, WAREHAM | Centreville Wareham Trinity | Newfoundland and Labrador | Municipal or another local authority | Municipal or another local authority | Continuous | Quarterly | Quarterly | 0 | 1218 | 43435 | 92 | 75 | 25 | 50 | 119 | 25 | 94 |  |  | Approved
26522 | 2020-Q1 | Town of Centreville-Wareham-Trinity | Williams Lookout, WAREHAM | Centreville Wareham Trinity | Newfoundland and Labrador | Municipal or another local authority | Municipal or another local authority | Continuous | Quarterly | Quarterly | 0 | 597.6 | 32032 | 91 | 177 | 25 | 152 | 123 | 25 | 98 |  |  | Approved
26522 | 2020-Q2 | Town of Centreville-Wareham-Trinity | Williams Lookout, WAREHAM | Centreville Wareham Trinity | Newfoundland and Labrador | Municipal or another local authority | Municipal or another local authority | Continuous | Quarterly | Quarterly | 0 | 597.6 | 30940 | 91 | 103 | 25 | 78 | 83 | 25 | 58 |  |  | Approved
26522 | 2020-Q3 | Town of Centreville-Wareham-Trinity | Williams Lookout, WAREHAM | Centreville Wareham Trinity | Newfoundland and Labrador | Municipal or another local authority | Municipal or another local authority | Continuous | Quarterly | Quarterly | 0 | 597.6 | 23088 | 92 | 185 | 25 | 160 | 162 | 25 | 137 |  |  | Approved
26522 | 2020-Q4 | Town of Centreville-Wareham-Trinity | Williams Lookout, WAREHAM | Centreville Wareham Trinity | Newfoundland and Labrador | Municipal or another local authority | Municipal or another local authority | Continuous | Quarterly | Quarterly | 0 | 597.6 | 21439 | 92 | 123 | 25 | 98 | 84 | 25 | 59 |  |  | Approved
26522 | 2021-Q1 | Town of Centreville-Wareham-Trinity | Williams Lookout, WAREHAM | Centreville Wareham Trinity | Newfoundland and Labrador | Municipal or another local authority | Municipal or another local authority | Continuous | Quarterly | Quarterly | 0 | 293.7 | 4893 | 90 | 170 | 25 | 145 | 90 | 25 | 65 |  |  | Approved
26522 | 2021-Q2 | Town of Centreville-Wareham-Trinity | Williams Lookout, WAREHAM | Centreville Wareham Trinity | Newfoundland and Labrador | Municipal or another local authority | Municipal or another local authority | Continuous | Quarterly | Quarterly | 0 | 293.7 | 15356 | 91 | 121 | 25 | 96 | 129 | 25 | 104 |  |  | Approved
26522 | 2021-Q3 | Town of Centreville-Wareham-Trinity | Williams Lookout, WAREHAM | Centreville Wareham Trinity | Newfoundland and Labrador | Municipal or another local authority | Municipal or another local authority | Continuous | Quarterly | Quarterly | 0 | 293.7 | 33513 | 92 | 168 | 25 | 143 | 294 | 25 | 269 |  |  | Approved
26522 | 2021-Q4 | Town of Centreville-Wareham-Trinity | Williams Lookout, WAREHAM | Centreville Wareham Trinity | Newfoundland and Labrador | Municipal or another local authority | Municipal or another local authority | Continuous | Quarterly | Quarterly | 0 | 293.7 | 32239 | 92 | 111 | 25 | 86 | 164 | 25 | 139 |  |  | Approved
26522 | 2022-Q1 | Town of Centreville-Wareham-Trinity | Williams Lookout, WAREHAM | Centreville Wareham Trinity | Newfoundland and Labrador | Municipal or another local authority | Municipal or another local authority | Continuous | Quarterly | Quarterly | 0 | 235.6 | 36569 | 90 | 91 | 25 | 66 | 68 | 25 | 43 |  |  | Approved
26522 | 2022-Q2 | Town of Centreville-Wareham-Trinity | Williams Lookout, WAREHAM | Centreville Wareham Trinity | Newfoundland and Labrador | Municipal or another local authority | Municipal or another local authority | Continuous | Quarterly | Quarterly | 0 | 235.6 | 53157 | 91 | 79 | 25 | 54 | 57 | 25 | 32 |  |  | Approved
26522 | 2022-Q3 | Town of Centreville-Wareham-Trinity | Williams Lookout, WAREHAM | Centreville Wareham Trinity | Newfoundland and Labrador | Municipal or another local authority | Municipal or another local authority | Continuous | Quarterly | Quarterly | 0 | 235.6 | 30548 | 92 | 201 | 25 | 176 | 865 | 25 | 840 |  |  | Approved
26522 | 2022-Q4 | Town of Centreville-Wareham-Trinity | Williams Lookout, WAREHAM | Centreville Wareham Trinity | Newfoundland and Labrador | Municipal or another local authority | Municipal or another local authority | Continuous | Quarterly | Quarterly | 0 | 235.6 | 27784 | 92 | 186 | 25 | 161 | 75 | 25 | 50 |  |  | Approved
26522 | 2023-Q1 | Town of Centreville-Wareham-Trinity | Williams Lookout, WAREHAM | Centreville Wareham Trinity | Newfoundland and Labrador | Municipal or another local authority | Municipal or another local authority | Continuous | Quarterly | Quarterly | 0 | 405.6 | 47952 | 90 | 138 | 25 | 113 | 310 | 25 | 285 |  |  | Approved
26522 | 2023-Q2 | Town of Centreville-Wareham-Trinity | Williams Lookout, WAREHAM | Centreville Wareham Trinity | Newfoundland and Labrador | Municipal or another local authority | Municipal or another local authority | Continuous | Quarterly | Quarterly | 0 | 405.6 | 49699 | 91 | 85 | 25 | 60 | 80 | 25 | 55 |  |  | Approved
26522 | 2023-Q3 | Town of Centreville-Wareham-Trinity | Williams Lookout, WAREHAM | Centreville Wareham Trinity | Newfoundland and Labrador | Municipal or another local authority | Municipal or another local authority | Continuous | Quarterly | Quarterly | 0 | 405.6 | 32853 | 92 | 153 | 25 | 128 | 176 | 25 | 151 |  |  | Approved
26522 | 2023-Q4 | Town of Centreville-Wareham-Trinity | Williams Lookout, WAREHAM | Centreville Wareham Trinity | Newfoundland and Labrador | Municipal or another local authority | Municipal or another local authority | Continuous | Quarterly | Quarterly | 0 | 405.6 | 46624 | 92 | 140 | 25 | 115 | 84 | 25 | 59 |  |  | Approved
26522 | 2024-Q1 | Town of Centreville-Wareham-Trinity | Williams Lookout, WAREHAM | Centreville Wareham Trinity | Newfoundland and Labrador | Municipal or another local authority | Municipal or another local authority | Continuous | Quarterly | Quarterly | 0 | 485.3 | 55175 | 91 | 145 | 25 | 120 | 203 | 25 | 178 |  |  | Approved
26522 | 2024-Q2 | Town of Centreville-Wareham-Trinity | Williams Lookout, WAREHAM | Centreville Wareham Trinity | Newfoundland and Labrador | Municipal or another local authority | Municipal or another local authority | Continuous | Quarterly | Quarterly | 0 | 485.3 | 51239 | 91 | 90 | 25 | 65 | 876 | 25 | 851 |  |  | Approved
26522 | 2024-Q3 | Town of Centreville-Wareham-Trinity | Williams Lookout, WAREHAM | Centreville Wareham Trinity | Newfoundland and Labrador | Municipal or another local authority | Municipal or another local authority | Continuous | Quarterly | Quarterly | 0 | 485.3 | 34812 | 92 | 89 | 25 | 64 | 105 | 25 | 80 |  |  | Approved
26522 | 2024-Q4 | Town of Centreville-Wareham-Trinity | Williams Lookout, WAREHAM | Centreville Wareham Trinity | Newfoundland and Labrador | Municipal or another local authority | Municipal or another local authority | Continuous | Quarterly | Quarterly | 0 | 485.3 | 62346 | 92 | 107 | 25 | 82 | 61 | 25 | 36 |  |  | Approved
26523 | 2015-Q1 | Town of Centreville-Wareham-Trinity | Near STP, TRINITY | Centreville Wareham Trinity | Newfoundland and Labrador | Municipal or another local authority | Municipal or another local authority | Continuous | Quarterly | Quarterly | 0 | 286 | 23040 | 90 | 26 | 25 | 1 | 26 | 25 | 1 |  |  | Approved
26523 | 2015-Q2 | Town of Centreville-Wareham-Trinity | Near STP, TRINITY | Centreville Wareham Trinity | Newfoundland and Labrador | Municipal or another local authority | Municipal or another local authority | Continuous | Quarterly | Quarterly | 0 | 286 | 36400 | 91 | 26 | 25 | 1 | 34 | 25 | 9 |  |  | Approved
26523 | 2015-Q3 | Town of Centreville-Wareham-Trinity | Near STP, TRINITY | Centreville Wareham Trinity | Newfoundland and Labrador | Municipal or another local authority | Municipal or another local authority | Continuous | Quarterly | Quarterly | 0 | 286 | 21583 | 92 | 83 | 25 | 58 | 94 | 25 | 69 |  |  | Approved
26523 | 2015-Q4 | Town of Centreville-Wareham-Trinity | Near STP, TRINITY | Centreville Wareham Trinity | Newfoundland and Labrador | Municipal or another local authority | Municipal or another local authority | Continuous | Quarterly | Quarterly | 0 | 286 | 26312 | 92 | 29 | 25 | 4 | 34 | 25 | 9 |  |  | Approved
26523 | 2016-Q1 | Town of Centreville-Wareham-Trinity | Near STP, TRINITY | Centreville Wareham Trinity | Newfoundland and Labrador | Municipal or another local authority | Municipal or another local authority | Continuous | Quarterly | Quarterly | 0 | 294.1 | 12414 | 91 | 46 | 25 | 21 | 39 | 25 | 14 |  |  | Approved
26523 | 2016-Q2 | Town of Centreville-Wareham-Trinity | Near STP, TRINITY | Centreville Wareham Trinity | Newfoundland and Labrador | Municipal or another local authority | Municipal or another local authority | Continuous | Quarterly | Quarterly | 0 | 294.1 | 12740 | 91 | 50 | 25 | 25 | 50 | 25 | 25 |  |  | Approved
26523 | 2016-Q3 | Town of Centreville-Wareham-Trinity | Near STP, TRINITY | Centreville Wareham Trinity | Newfoundland and Labrador | Municipal or another local authority | Municipal or another local authority | Continuous | Quarterly | Quarterly | 0 | 294.1 | 9844 | 92 | 31 | 25 | 6 | 47 | 25 | 22 |  |  | Approved
26523 | 2016-Q4 | Town of Centreville-Wareham-Trinity | Near STP, TRINITY | Centreville Wareham Trinity | Newfoundland and Labrador | Municipal or another local authority | Municipal or another local authority | Continuous | Quarterly | Quarterly | 0 | 294.1 | 22172 | 92 | 22 | 25 | -3 | 6 | 25 | -19 |  |  | Approved
26523 | 2017-Q1 | Town of Centreville-Wareham-Trinity | Near STP, TRINITY | Centreville Wareham Trinity | Newfoundland and Labrador | Municipal or another local authority | Municipal or another local authority | Continuous | Quarterly | Quarterly | 0 | 156.2 | 14040 | 90 | 17 | 25 | -8 | 17 | 25 | -8 |  |  | Approved
26523 | 2017-Q2 | Town of Centreville-Wareham-Trinity | Near STP, TRINITY | Centreville Wareham Trinity | Newfoundland and Labrador | Municipal or another local authority | Municipal or another local authority | Continuous | Quarterly | Quarterly | 0 | 156.2 | 18106 | 91 | 25 | 25 | 0 | 40 | 25 | 15 |  |  | Approved
26523 | 2017-Q3 | Town of Centreville-Wareham-Trinity | Near STP, TRINITY | Centreville Wareham Trinity | Newfoundland and Labrador | Municipal or another local authority | Municipal or another local authority | Continuous | Quarterly | Quarterly | 0 | 156.2 | 16073 | 92 | 27 | 25 | 2 | 33 | 25 | 8 |  |  | Approved
26523 | 2017-Q4 | Town of Centreville-Wareham-Trinity | Near STP, TRINITY | Centreville Wareham Trinity | Newfoundland and Labrador | Municipal or another local authority | Municipal or another local authority | Continuous | Quarterly | Quarterly | 0 | 156.2 | 24472 | 92 | 36 | 25 | 11 | 51 | 25 | 26 |  |  | Approved
26523 | 2018-Q1 | Town of Centreville-Wareham-Trinity | Near STP, TRINITY | Centreville Wareham Trinity | Newfoundland and Labrador | Municipal or another local authority | Municipal or another local authority | Continuous | Quarterly | Quarterly | 0 | 199.2 | 25648 | 90 | 33 | 25 | 8 | 25 | 25 | 0 |  |  | Approved
26523 | 2018-Q2 | Town of Centreville-Wareham-Trinity | Near STP, TRINITY | Centreville Wareham Trinity | Newfoundland and Labrador | Municipal or another local authority | Municipal or another local authority | Continuous | Quarterly | Quarterly | 0 | 199.2 | 26623 | 91 | 113 | 25 | 88 | 105 | 25 | 80 |  |  | Approved
26523 | 2018-Q3 | Town of Centreville-Wareham-Trinity | Near STP, TRINITY | Centreville Wareham Trinity | Newfoundland and Labrador | Municipal or another local authority | Municipal or another local authority | Continuous | Quarterly | Quarterly | 0 | 199.2 | 15934 | 92 | 97 | 25 | 72 | 65 | 25 | 40 |  |  | Approved
26523 | 2018-Q4 | Town of Centreville-Wareham-Trinity | Near STP, TRINITY | Centreville Wareham Trinity | Newfoundland and Labrador | Municipal or another local authority | Municipal or another local authority | Continuous | Quarterly | Quarterly | 0 | 199.2 | 28748.5 | 92 | 130 | 25 | 105 | 78 | 25 | 53 |  |  | Approved
26523 | 2019-Q1 | Town of Centreville-Wareham-Trinity | Near STP, TRINITY | Centreville Wareham Trinity | Newfoundland and Labrador | Municipal or another local authority | Municipal or another local authority | Continuous | Quarterly | Quarterly | 0 | 265.6 | 24753 | 90 | 103 | 25 | 78 | 92 | 25 | 67 |  |  | Approved
26523 | 2019-Q2 | Town of Centreville-Wareham-Trinity | Near STP, TRINITY | Centreville Wareham Trinity | Newfoundland and Labrador | Municipal or another local authority | Municipal or another local authority | Continuous | Quarterly | Quarterly | 0 | 265.6 | 22012 | 91 | 90 | 25 | 65 | 86 | 25 | 61 |  |  | Approved
26523 | 2019-Q3 | Town of Centreville-Wareham-Trinity | Near STP, TRINITY | Centreville Wareham Trinity | Newfoundland and Labrador | Municipal or another local authority | Municipal or another local authority | Continuous | Quarterly | Quarterly | 0 | 265.6 | 14290 | 92 | 92 | 25 | 67 | 101 | 25 | 76 |  |  | Approved
26523 | 2019-Q4 | Town of Centreville-Wareham-Trinity | Near STP, TRINITY | Centreville Wareham Trinity | Newfoundland and Labrador | Municipal or another local authority | Municipal or another local authority | Continuous | Quarterly | Quarterly | 0 | 265.6 | 16882 | 92 | 146 | 25 | 121 | 107 | 25 | 82 |  |  | Approved
26523 | 2020-Q1 | Town of Centreville-Wareham-Trinity | Near STP, TRINITY | Centreville Wareham Trinity | Newfoundland and Labrador | Municipal or another local authority | Municipal or another local authority | Continuous | Quarterly | Quarterly | 0 | 213.5 | 15015 | 91 | 118 | 25 | 93 | 117 | 25 | 92 |  |  | Approved
26523 | 2020-Q2 | Town of Centreville-Wareham-Trinity | Near STP, TRINITY | Centreville Wareham Trinity | Newfoundland and Labrador | Municipal or another local authority | Municipal or another local authority | Continuous | Quarterly | Quarterly | 0 | 213.5 | 22750 | 91 | 54 | 25 | 29 | 21 | 25 | -4 |  |  | Approved
26523 | 2020-Q3 | Town of Centreville-Wareham-Trinity | Near STP, TRINITY | Centreville Wareham Trinity | Newfoundland and Labrador | Municipal or another local authority | Municipal or another local authority | Continuous | Quarterly | Quarterly | 0 | 213.5 | 9217 | 92 | 213 | 25 | 188 | 321 | 25 | 296 |  |  | Approved
26523 | 2020-Q4 | Town of Centreville-Wareham-Trinity | Near STP, TRINITY | Centreville Wareham Trinity | Newfoundland and Labrador | Municipal or another local authority | Municipal or another local authority | Continuous | Quarterly | Quarterly | 0 | 213.5 | 10419 | 92 | 151 | 25 | 126 | 262 | 25 | 237 |  |  | Approved
26523 | 2021-Q1 | Town of Centreville-Wareham-Trinity | Near STP, TRINITY | Centreville Wareham Trinity | Newfoundland and Labrador | Municipal or another local authority | Municipal or another local authority | Continuous | Quarterly | Quarterly | 0 | 156.8 | 10926 | 90 | 168 | 25 | 143 | 113 | 25 | 88 |  |  | Approved
26523 | 2021-Q2 | Town of Centreville-Wareham-Trinity | Near STP, TRINITY | Centreville Wareham Trinity | Newfoundland and Labrador | Municipal or another local authority | Municipal or another local authority | Continuous | Quarterly | Quarterly | 0 | 156.8 | 11284 | 91 | 108 | 25 | 83 | 50 | 25 | 25 |  |  | Approved
26523 | 2021-Q3 | Town of Centreville-Wareham-Trinity | Near STP, TRINITY | Centreville Wareham Trinity | Newfoundland and Labrador | Municipal or another local authority | Municipal or another local authority | Continuous | Quarterly | Quarterly | 0 | 156.8 | 11298 | 92 | 197 | 25 | 172 | 232 | 25 | 207 |  |  | Approved
26523 | 2021-Q4 | Town of Centreville-Wareham-Trinity | Near STP, TRINITY | Centreville Wareham Trinity | Newfoundland and Labrador | Municipal or another local authority | Municipal or another local authority | Continuous | Quarterly | Quarterly | 0 | 156.8 | 11304 | 92 | 150 | 25 | 125 | 81 | 25 | 56 |  |  | Approved
26523 | 2022-Q1 | Town of Centreville-Wareham-Trinity | Near STP, TRINITY | Centreville Wareham Trinity | Newfoundland and Labrador | Municipal or another local authority | Municipal or another local authority | Continuous | Quarterly | Quarterly | 0 | 122.8 | 10116 | 90 | 133 | 25 | 108 | 115 | 25 | 90 |  |  | Approved
26523 | 2022-Q2 | Town of Centreville-Wareham-Trinity | Near STP, TRINITY | Centreville Wareham Trinity | Newfoundland and Labrador | Municipal or another local authority | Municipal or another local authority | Continuous | Quarterly | Quarterly | 0 | 122.8 | 8640 | 91 | 124 | 25 | 99 | 210 | 25 | 185 |  |  | Approved
26523 | 2022-Q3 | Town of Centreville-Wareham-Trinity | Near STP, TRINITY | Centreville Wareham Trinity | Newfoundland and Labrador | Municipal or another local authority | Municipal or another local authority | Continuous | Quarterly | Quarterly | 0 | 122.8 | 5108 | 92 | 105 | 25 | 80 | 58 | 25 | 33 |  |  | Approved
26523 | 2022-Q4 | Town of Centreville-Wareham-Trinity | Near STP, TRINITY | Centreville Wareham Trinity | Newfoundland and Labrador | Municipal or another local authority | Municipal or another local authority | Continuous | Quarterly | Quarterly | 0 | 122.8 | 6417 | 92 | 210 | 25 | 185 | 365 | 25 | 340 |  |  | Approved
26523 | 2023-Q1 | Town of Centreville-Wareham-Trinity | Near STP, TRINITY | Centreville Wareham Trinity | Newfoundland and Labrador | Municipal or another local authority | Municipal or another local authority | Continuous | Quarterly | Quarterly | 0 | 83 | 10899 | 90 | 129 | 25 | 104 | 185 | 25 | 160 |  |  | Approved
26523 | 2023-Q2 | Town of Centreville-Wareham-Trinity | Near STP, TRINITY | Centreville Wareham Trinity | Newfoundland and Labrador | Municipal or another local authority | Municipal or another local authority | Continuous | Quarterly | Quarterly | 0 | 83 | 12402 | 91 | 100 | 25 | 75 | 105 | 25 | 80 |  |  | Approved
26523 | 2023-Q3 | Town of Centreville-Wareham-Trinity | Near STP, TRINITY | Centreville Wareham Trinity | Newfoundland and Labrador | Municipal or another local authority | Municipal or another local authority | Continuous | Quarterly | Quarterly | 0 | 83 | 11697 | 92 | 200 | 25 | 175 | 198 | 25 | 173 |  |  | Approved
26523 | 2023-Q4 | Town of Centreville-Wareham-Trinity | Near STP, TRINITY | Centreville Wareham Trinity | Newfoundland and Labrador | Municipal or another local authority | Municipal or another local authority | Continuous | Quarterly | Quarterly | 0 | 83 | 12981 | 92 | 220 | 25 | 195 | 86 | 25 | 61 |  |  | Approved
26523 | 2024-Q1 | Town of Centreville-Wareham-Trinity | Near STP, TRINITY | Centreville Wareham Trinity | Newfoundland and Labrador | Municipal or another local authority | Municipal or another local authority | Continuous | Quarterly | Quarterly | 0 | 131.4 | 7414 | 91 | 180 | 25 | 155 | 121 | 25 | 96 |  |  | Approved
26523 | 2024-Q2 | Town of Centreville-Wareham-Trinity | Near STP, TRINITY | Centreville Wareham Trinity | Newfoundland and Labrador | Municipal or another local authority | Municipal or another local authority | Continuous | Quarterly | Quarterly | 0 | 131.4 | 17199 | 91 | 76 | 25 | 51 | 73 | 25 | 48 |  |  | Approved
26523 | 2024-Q3 | Town of Centreville-Wareham-Trinity | Near STP, TRINITY | Centreville Wareham Trinity | Newfoundland and Labrador | Municipal or another local authority | Municipal or another local authority | Continuous | Quarterly | Quarterly | 0 | 131.4 | 9733 | 92 | 111 | 25 | 86 | 245 | 25 | 220 |  |  | Approved
26523 | 2024-Q4 | Town of Centreville-Wareham-Trinity | Near STP, TRINITY | Centreville Wareham Trinity | Newfoundland and Labrador | Municipal or another local authority | Municipal or another local authority | Continuous | Quarterly | Quarterly | 0 | 131.4 | 17132 | 92 | 117 | 25 | 92 | 80 | 25 | 55 |  |  | Approved
26877 | 2014-Q4 | the town of stephenville | wastewater treatment | stephenville | Newfoundland and Labrador | Municipal or another local authority | Municipal or another local authority | Continuous | Quarterly | Quarterly | 0 | 5000 | 206072.6 | 92 | 5.6 | 0 | 0 | 5.3 | 0 | 0 |  |  | Approved
26877 | 2015-Q1 | the town of stephenville | wastewater treatment | stephenville | Newfoundland and Labrador | Municipal or another local authority | Municipal or another local authority | Continuous | Quarterly | Quarterly | 0 | 5000 | 201592.8 | 90 | 13.5 | 25 | -11.5 | 6.4 | 25 | -18.6 |  |  | Approved
26877 | 2015-Q2 | the town of stephenville | wastewater treatment | stephenville | Newfoundland and Labrador | Municipal or another local authority | Municipal or another local authority | Continuous | Quarterly | Quarterly | 0 | 5000 | 431603 | 91 | 19 | 25 | -6 | 22 | 25 | -3 |  |  | Approved
26877 | 2015-Q3 | the town of stephenville | wastewater treatment | stephenville | Newfoundland and Labrador | Municipal or another local authority | Municipal or another local authority | Continuous | Quarterly | Quarterly | 0 | 5000 | 307725 | 92 | 7.8 | 25 | -17.2 | 4.8 | 25 | -20.2 |  |  | Approved
26877 | 2015-Q4 | the town of stephenville | wastewater treatment | stephenville | Newfoundland and Labrador | Municipal or another local authority | Municipal or another local authority | Continuous | Quarterly | Quarterly | 0 | 5000 | 312874 | 92 | 19 | 25 | -6 | 25 | 25 | 0 |  |  | Approved
26877 | 2016-Q1 | the town of stephenville | wastewater treatment | stephenville | Newfoundland and Labrador | Municipal or another local authority | Municipal or another local authority | Continuous | Quarterly | Quarterly | 0 | 3435.1 | 104916 | 91 | 19 | 25 | -6 | 33 | 25 | 8 |  |  | Approved
26877 | 2016-Q2 | the town of stephenville | wastewater treatment | stephenville | Newfoundland and Labrador | Municipal or another local authority | Municipal or another local authority | Continuous | Quarterly | Quarterly | 0 | 3435.1 | 457082 | 91 | 36 | 25 | 11 | 16 | 25 | -9 |  |  | Approved
26877 | 2016-Q3 | the town of stephenville | wastewater treatment | stephenville | Newfoundland and Labrador | Municipal or another local authority | Municipal or another local authority | Continuous | Quarterly | Quarterly | 0 | 3435.1 | 200000 | 92 | 12 | 25 | -13 | 6 | 25 | -19 |  |  | Approved
26877 | 2016-Q4 | the town of stephenville | wastewater treatment | stephenville | Newfoundland and Labrador | Municipal or another local authority | Municipal or another local authority | Continuous | Quarterly | Quarterly | 0 | 3435.1 | 318141 | 92 | 8 | 25 | -17 | 8 | 25 | -17 |  |  | Approved
26877 | 2017-Q1 | the town of stephenville | wastewater treatment | stephenville | Newfoundland and Labrador | Municipal or another local authority | Municipal or another local authority | Continuous | Quarterly | Quarterly | 0 | 3435.1 | 314302 | 90 | 12 | 25 | -13 | 15 | 25 | -10 |  |  | Approved
26877 | 2017-Q2 | the town of stephenville | wastewater treatment | stephenville | Newfoundland and Labrador | Municipal or another local authority | Municipal or another local authority | Continuous | Quarterly | Quarterly | 0 | 3435.1 | 463842 | 91 | 30 | 25 | 5 | 19 | 25 | -6 |  |  | Approved
26877 | 2017-Q3 | the town of stephenville | wastewater treatment | stephenville | Newfoundland and Labrador | Municipal or another local authority | Municipal or another local authority | Continuous | Quarterly | Quarterly | 0 | 3435.1 | 279528 | 92 | 20 | 25 | -5 | 40 | 25 | 15 |  |  | Approved
26877 | 2017-Q4 | the town of stephenville | wastewater treatment | stephenville | Newfoundland and Labrador | Municipal or another local authority | Municipal or another local authority | Continuous | Quarterly | Quarterly | 0 | 3435.1 | 249391 | 92 | 13.8 | 25 | -11.2 | 23.7 | 25 | -1.3 |  |  | Approved
26877 | 2018-Q1 | the town of stephenville | wastewater treatment | stephenville | Newfoundland and Labrador | Municipal or another local authority | Municipal or another local authority | Continuous | Quarterly | Quarterly | 0 | 3581 | 359785 | 90 | 18 | 25 | -7 | 16 | 25 | -9 |  |  | Approved
26877 | 2018-Q2 | the town of stephenville | wastewater treatment | stephenville | Newfoundland and Labrador | Municipal or another local authority | Municipal or another local authority | Continuous | Quarterly | Quarterly | 0 | 3581 | 409196 | 91 | 19.4 | 25 | -5.6 | 17.3 | 25 | -7.7 |  |  | Approved
26877 | 2018-Q3 | the town of stephenville | wastewater treatment | stephenville | Newfoundland and Labrador | Municipal or another local authority | Municipal or another local authority | Continuous | Quarterly | Quarterly | 0 | 3581 | 250400 | 92 | 24 | 25 | -1 | 21 | 25 | -4 |  |  | Approved
26877 | 2018-Q4 | the town of stephenville | wastewater treatment | stephenville | Newfoundland and Labrador | Municipal or another local authority | Municipal or another local authority | Continuous | Quarterly | Quarterly | 0 | 3581 | 432202 | 92 | 19 | 25 | -6 | 21 | 25 | -4 |  |  | Approved
26877 | 2019-Q1 | the town of stephenville | wastewater treatment | stephenville | Newfoundland and Labrador | Municipal or another local authority | Municipal or another local authority | Continuous | Quarterly | Quarterly | 0 | 3976.9 | 294634 | 90 | 43 | 25 | 18 | 29 | 25 | 4 |  |  | Pending Approval
26877 | 2019-Q2 | the town of stephenville | wastewater treatment | stephenville | Newfoundland and Labrador | Municipal or another local authority | Municipal or another local authority | Continuous | Quarterly | Quarterly | 0 | 3976.9 | 402839 | 91 | 13 | 25 | -12 | 13 | 25 | -12 |  |  | Pending Approval
26877 | 2019-Q3 | the town of stephenville | wastewater treatment | stephenville | Newfoundland and Labrador | Municipal or another local authority | Municipal or another local authority | Continuous | Quarterly | Quarterly | 0 | 3976.9 | 224263 | 91 | 27 | 25 | 2 | 25 | 25 | 0 |  |  | Pending Approval
26877 | 2019-Q4 | the town of stephenville | wastewater treatment | stephenville | Newfoundland and Labrador | Municipal or another local authority | Municipal or another local authority | Continuous | Quarterly | Quarterly | 0 | 3976.9 | 249338 | 92 | 17 | 25 | -8 | 16 | 25 | -9 |  |  | Pending Approval
26877 | 2020-Q1 | the town of stephenville | wastewater treatment | stephenville | Newfoundland and Labrador | Municipal or another local authority | Municipal or another local authority | Continuous | Quarterly | Quarterly | 0 | 3976.9 | 151351 | 91 | 36 | 25 | 11 | 37 | 25 | 12 |  |  | Approved
26877 | 2020-Q2 | the town of stephenville | wastewater treatment | stephenville | Newfoundland and Labrador | Municipal or another local authority | Municipal or another local authority | Continuous | Quarterly | Quarterly | 0 | 3976.9 | 146331 | 90 | 59.7 | 25 | 34.7 | 62.5 | 25 | 37.5 |  |  | Approved
26877 | 2020-Q3 | the town of stephenville | wastewater treatment | stephenville | Newfoundland and Labrador | Municipal or another local authority | Municipal or another local authority | Continuous | Quarterly | Quarterly | 0 | 3976.9 | 199884 | 92 | 36.7 | 25 | 11.7 | 39.2 | 25 | 14.2 |  |  | Approved
26877 | 2020-Q4 | the town of stephenville | wastewater treatment | stephenville | Newfoundland and Labrador | Municipal or another local authority | Municipal or another local authority | Continuous | Quarterly | Quarterly | 0 | 3976.9 | 247278 | 92 | 51.9 | 25 | 26.9 | 36.2 | 25 | 11.2 |  |  | Approved
26877 | 2021-Q1 | the town of stephenville | wastewater treatment | stephenville | Newfoundland and Labrador | Municipal or another local authority | Municipal or another local authority | Continuous | Quarterly | Quarterly | 0 | 3976.9 | 230133 | 90 | 60.3 | 25 | 35.3 | 50.3 | 25 | 25.3 |  |  | Approved
26877 | 2021-Q2 | the town of stephenville | wastewater treatment | stephenville | Newfoundland and Labrador | Municipal or another local authority | Municipal or another local authority | Continuous | Quarterly | Quarterly | 0 | 3976.9 | 298009 | 91 | 46 | 25 | 21 | 32 | 25 | 7 |  |  | Approved
26877 | 2021-Q3 | the town of stephenville | wastewater treatment | stephenville | Newfoundland and Labrador | Municipal or another local authority | Municipal or another local authority | Continuous | Quarterly | Quarterly | 0 | 3976.9 | 166229 | 92 | 48 | 25 | 23 | 48 | 25 | 23 |  |  | Approved
26877 | 2021-Q4 | the town of stephenville | wastewater treatment | stephenville | Newfoundland and Labrador | Municipal or another local authority | Municipal or another local authority | Continuous | Quarterly | Quarterly | 0 | 3976.9 | 215933 | 92 | 37 | 25 | 12 | 17 | 25 | -8 |  |  | Approved
26877 | 2022-Q1 | the town of stephenville | wastewater treatment | stephenville | Newfoundland and Labrador | Municipal or another local authority | Municipal or another local authority | Continuous | Quarterly | Quarterly | 0 | 2494 | 299062 | 90 | 34 | 25 | 9 | 23 | 25 | -2 |  |  | Approved
26877 | 2022-Q2 | the town of stephenville | wastewater treatment | stephenville | Newfoundland and Labrador | Municipal or another local authority | Municipal or another local authority | Continuous | Quarterly | Quarterly | 0 | 2494 | 190137 | 91 | 25 | 25 | 0 | 22 | 25 | -3 |  |  | Approved
26877 | 2022-Q3 | the town of stephenville | wastewater treatment | stephenville | Newfoundland and Labrador | Municipal or another local authority | Municipal or another local authority | Continuous | Quarterly | Quarterly | 0 | 2494 | 156476 | 92 | 35 | 25 | 10 | 62 | 25 | 37 |  |  | Approved
26877 | 2022-Q4 | the town of stephenville | wastewater treatment | stephenville | Newfoundland and Labrador | Municipal or another local authority | Municipal or another local authority | Continuous | Quarterly | Quarterly | 0 | 2494 | 132705 | 92 | 11.9 | 25 | -13.1 | 8.6 | 25 | -16.4 |  |  | Approved
26877 | 2023-Q1 | the town of stephenville | wastewater treatment | stephenville | Newfoundland and Labrador | Municipal or another local authority | Municipal or another local authority | Continuous | Quarterly | Quarterly | 0 | 2132.5 | 177680 | 90 | 21 | 25 | -4 | 11 | 25 | -14 |  |  | Approved
26877 | 2023-Q2 | the town of stephenville | wastewater treatment | stephenville | Newfoundland and Labrador | Municipal or another local authority | Municipal or another local authority | Continuous | Quarterly | Quarterly | 0 | 2132.5 | 144574 | 91 | 12 | 25 | -13 | 23 | 25 | -2 |  |  | Approved
26877 | 2023-Q3 | the town of stephenville | wastewater treatment | stephenville | Newfoundland and Labrador | Municipal or another local authority | Municipal or another local authority | Continuous | Quarterly | Quarterly | 0 | 2132.5 | 152880 | 91 | 16.3 | 25 | -8.7 | 16.4 | 25 | -8.6 |  |  | Approved
26877 | 2023-Q4 | the town of stephenville | wastewater treatment | stephenville | Newfoundland and Labrador | Municipal or another local authority | Municipal or another local authority | Continuous | Quarterly | Quarterly | 0 | 2132.5 | 183579 | 92 | 27.1 | 25 | 2.1 | 20.3 | 25 | -4.7 |  |  | Approved
26877 | 2024-Q1 | the town of stephenville | wastewater treatment | stephenville | Newfoundland and Labrador | Municipal or another local authority | Municipal or another local authority | Continuous | Quarterly | Quarterly | 0 | 1804.7 | 170614 | 91 | 22 | 25 | -3 | 14 | 25 | -11 |  |  | Approved
26877 | 2024-Q2 | the town of stephenville | wastewater treatment | stephenville | Newfoundland and Labrador | Municipal or another local authority | Municipal or another local authority | Continuous | Quarterly | Quarterly | 0 | 1804.7 | 147580 | 91 | 34.3 | 25 | 9.3 | 16.3 | 25 | -8.7 |  |  | Approved
26877 | 2024-Q3 | the town of stephenville | wastewater treatment | stephenville | Newfoundland and Labrador | Municipal or another local authority | Municipal or another local authority | Continuous | Quarterly | Quarterly | 0 | 1804.7 | 114350 | 92 | 63 | 25 | 38 | 22 | 25 | -3 |  |  | Approved
26877 | 2024-Q4 | the town of stephenville | wastewater treatment | stephenville | Newfoundland and Labrador | Municipal or another local authority | Municipal or another local authority | Continuous | Quarterly | Quarterly | 0 | 1804.7 | 131072 | 92 | 58 | 25 | 33 | 40.3 | 25 | 15.3 |  |  | Approved
26904 | 2013-Q1 | TOWN OF BAY DE VERDE | BEAR'S COVE-OUTFALL | Bay de Verde | Newfoundland and Labrador | Municipal or another local authority | Municipal or another local authority | Continuous | Quarterly | Quarterly | 0 | 132.9 | 0 | 90 | 0 | 0 | 0 | 0 | 0 | 0 |  |  | Approved
26904 | 2013-Q2 | TOWN OF BAY DE VERDE | BEAR'S COVE-OUTFALL | Bay de Verde | Newfoundland and Labrador | Municipal or another local authority | Municipal or another local authority | Continuous | Quarterly | Quarterly | 0 | 132.9 | 0 | 91 | 0 | 0 | 0 | 0 | 0 | 0 |  |  | Approved
26904 | 2013-Q3 | TOWN OF BAY DE VERDE | BEAR'S COVE-OUTFALL | Bay de Verde | Newfoundland and Labrador | Municipal or another local authority | Municipal or another local authority | Continuous | Quarterly | Quarterly | 0 | 132.9 | 0 | 92 | 0 | 0 | 0 | 0 | 0 | 0 |  |  | Approved
26904 | 2013-Q4 | TOWN OF BAY DE VERDE | BEAR'S COVE-OUTFALL | Bay de Verde | Newfoundland and Labrador | Municipal or another local authority | Municipal or another local authority | Continuous | Quarterly | Quarterly | 0 | 132.9 | 0 | 91 | 0 | 0 | 0 | 0 | 0 | 0 |  |  | Approved
26904 | 2014-Q1 | TOWN OF BAY DE VERDE | BEAR'S COVE-OUTFALL | Bay de Verde | Newfoundland and Labrador | Municipal or another local authority | Municipal or another local authority | Continuous | Quarterly | Quarterly | 0 | 0 | 0 | 90 | 0 | 0 | 0 | 0 | 0 | 0 |  |  | Approved
26904 | 2014-Q2 | TOWN OF BAY DE VERDE | BEAR'S COVE-OUTFALL | Bay de Verde | Newfoundland and Labrador | Municipal or another local authority | Municipal or another local authority | Continuous | Quarterly | Quarterly | 0 | 0 | 0 | 91 | 0 | 0 | 0 | 0 | 0 | 0 |  |  | Approved
26904 | 2014-Q3 | TOWN OF BAY DE VERDE | BEAR'S COVE-OUTFALL | Bay de Verde | Newfoundland and Labrador | Municipal or another local authority | Municipal or another local authority | Continuous | Quarterly | Quarterly | 0 | 0 | 0 | 92 | 0 | 0 | 0 | 0 | 0 | 0 |  |  | Approved
26904 | 2014-Q4 | TOWN OF BAY DE VERDE | BEAR'S COVE-OUTFALL | Bay de Verde | Newfoundland and Labrador | Municipal or another local authority | Municipal or another local authority | Continuous | Quarterly | Quarterly | 0 | 0 | 0 | 91 | 0 | 0 | 0 | 0 | 0 | 0 |  |  | Approved
26904 | 2015-Q1 | TOWN OF BAY DE VERDE | BEAR'S COVE-OUTFALL | Bay de Verde | Newfoundland and Labrador | Municipal or another local authority | Municipal or another local authority | Continuous | Quarterly | Quarterly | 0 | 0 | 0 | 90 | 0 | 25 | -25 | 0 | 25 | -25 |  |  | Approved
26904 | 2015-Q2 | TOWN OF BAY DE VERDE | BEAR'S COVE-OUTFALL | Bay de Verde | Newfoundland and Labrador | Municipal or another local authority | Municipal or another local authority | Continuous | Quarterly | Quarterly | 0 | 0 | 0 | 91 | 0 | 25 | -25 | 0 | 25 | -25 |  |  | Approved
26904 | 2015-Q3 | TOWN OF BAY DE VERDE | BEAR'S COVE-OUTFALL | Bay de Verde | Newfoundland and Labrador | Municipal or another local authority | Municipal or another local authority | Continuous | Quarterly | Quarterly | 0 | 0 | 0 | 91 | 0 | 25 | -25 | 0 | 25 | -25 |  |  | Approved
26904 | 2015-Q4 | TOWN OF BAY DE VERDE | BEAR'S COVE-OUTFALL | Bay de Verde | Newfoundland and Labrador | Municipal or another local authority | Municipal or another local authority | Continuous | Quarterly | Quarterly | 0 | 0 | 0 | 92 | 0 | 25 | -25 | 0 | 25 | -25 |  |  | Approved
26904 | 2016-Q1 | TOWN OF BAY DE VERDE | BEAR'S COVE-OUTFALL | Bay de Verde | Newfoundland and Labrador | Municipal or another local authority | Municipal or another local authority | Continuous | Quarterly | Quarterly | 0 | 0 | 0 | 91 | 0 | 25 | -25 | 0 | 25 | -25 |  |  | Approved
26904 | 2016-Q2 | TOWN OF BAY DE VERDE | BEAR'S COVE-OUTFALL | Bay de Verde | Newfoundland and Labrador | Municipal or another local authority | Municipal or another local authority | Continuous | Quarterly | Quarterly | 0 | 0 | 0 | 91 | 0 | 25 | -25 | 0 | 25 | -25 |  |  | Approved
26904 | 2016-Q3 | TOWN OF BAY DE VERDE | BEAR'S COVE-OUTFALL | Bay de Verde | Newfoundland and Labrador | Municipal or another local authority | Municipal or another local authority | Continuous | Quarterly | Quarterly | 0 | 0 | 0 | 92 | 0 | 25 | -25 | 0 | 25 | -25 |  |  | Approved
26904 | 2016-Q4 | TOWN OF BAY DE VERDE | BEAR'S COVE-OUTFALL | Bay de Verde | Newfoundland and Labrador | Municipal or another local authority | Municipal or another local authority | Continuous | Quarterly | Quarterly | 0 | 0 | 0 | 92 | 0 | 25 | -25 | 0 | 25 | -25 |  |  | Approved
26904 | 2017-Q1 | TOWN OF BAY DE VERDE | BEAR'S COVE-OUTFALL | Bay de Verde | Newfoundland and Labrador | Municipal or another local authority | Municipal or another local authority | Continuous | Quarterly | Quarterly | 0 | 0 | 0 | 90 | 0 | 25 | -25 | 0 | 25 | -25 |  |  | Approved
26904 | 2017-Q2 | TOWN OF BAY DE VERDE | BEAR'S COVE-OUTFALL | Bay de Verde | Newfoundland and Labrador | Municipal or another local authority | Municipal or another local authority | Continuous | Quarterly | Quarterly | 0 | 0 | 0 | 90 | 0 | 25 | -25 | 0 | 25 | -25 |  |  | Approved
26904 | 2017-Q3 | TOWN OF BAY DE VERDE | BEAR'S COVE-OUTFALL | Bay de Verde | Newfoundland and Labrador | Municipal or another local authority | Municipal or another local authority | Continuous | Quarterly | Quarterly | 0 | 0 | 0 | 90 | 0 | 25 | -25 | 0 | 25 | -25 |  |  | Approved
26904 | 2017-Q4 | TOWN OF BAY DE VERDE | BEAR'S COVE-OUTFALL | Bay de Verde | Newfoundland and Labrador | Municipal or another local authority | Municipal or another local authority | Continuous | Quarterly | Quarterly | 0 | 0 | 0 | 91 | 0 | 25 | -25 | 0 | 25 | -25 |  |  | Approved
26904 | 2018-Q1 | TOWN OF BAY DE VERDE | BEAR'S COVE-OUTFALL | Bay de Verde | Newfoundland and Labrador | Municipal or another local authority | Municipal or another local authority | Continuous | Quarterly | Quarterly | 0 | 0 | 0 | 90 | 0 | 25 | -25 | 0 | 25 | -25 |  |  | Approved
26904 | 2018-Q2 | TOWN OF BAY DE VERDE | BEAR'S COVE-OUTFALL | Bay de Verde | Newfoundland and Labrador | Municipal or another local authority | Municipal or another local authority | Continuous | Quarterly | Quarterly | 0 | 0 | 0 | 91 | 0 | 25 | -25 | 0 | 25 | -25 |  |  | Approved
26904 | 2018-Q3 | TOWN OF BAY DE VERDE | BEAR'S COVE-OUTFALL | Bay de Verde | Newfoundland and Labrador | Municipal or another local authority | Municipal or another local authority | Continuous | Quarterly | Quarterly | 0 | 0 | 0 | 92 | 0 | 25 | -25 | 0 | 25 | -25 |  |  | Approved
26904 | 2018-Q4 | TOWN OF BAY DE VERDE | BEAR'S COVE-OUTFALL | Bay de Verde | Newfoundland and Labrador | Municipal or another local authority | Municipal or another local authority | Continuous | Quarterly | Quarterly | 0 | 0 | 0 | 91 | 0 | 25 | -25 | 0 | 25 | -25 |  |  | Approved
26904 | 2019-Q1 | TOWN OF BAY DE VERDE | BEAR'S COVE-OUTFALL | Bay de Verde | Newfoundland and Labrador | Municipal or another local authority | Municipal or another local authority | Continuous | Quarterly | Quarterly | 0 | 0 | 0 | 90 | 0 | 25 | -25 | 0 | 25 | -25 |  |  | Approved
26904 | 2021-Q1 | TOWN OF BAY DE VERDE | BEAR'S COVE-OUTFALL | Bay de Verde | Newfoundland and Labrador | Municipal or another local authority | Municipal or another local authority | Continuous | Quarterly | Quarterly | 0 | 0 | 0 | 90 | 0 | 25 | -25 | 0 | 25 | -25 |  |  | Approved
26904 | 2021-Q2 | TOWN OF BAY DE VERDE | BEAR'S COVE-OUTFALL | Bay de Verde | Newfoundland and Labrador | Municipal or another local authority | Municipal or another local authority | Continuous | Quarterly | Quarterly | 0 | 0 | 0 | 91 | 0 | 25 | -25 | 0 | 25 | -25 |  |  | Approved
26904 | 2021-Q3 | TOWN OF BAY DE VERDE | BEAR'S COVE-OUTFALL | Bay de Verde | Newfoundland and Labrador | Municipal or another local authority | Municipal or another local authority | Continuous | Quarterly | Quarterly | 0 | 0 | 0 | 91 | 0 | 25 | -25 | 0 | 25 | -25 |  |  | Approved
26904 | 2021-Q4 | TOWN OF BAY DE VERDE | BEAR'S COVE-OUTFALL | Bay de Verde | Newfoundland and Labrador | Municipal or another local authority | Municipal or another local authority | Continuous | Quarterly | Quarterly | 0 | 0 | 0 | 92 | 0 | 25 | -25 | 0 | 25 | -25 |  |  | Approved
26904 | 2022-Q1 | TOWN OF BAY DE VERDE | BEAR'S COVE-OUTFALL | Bay de Verde | Newfoundland and Labrador | Municipal or another local authority | Municipal or another local authority | Continuous | Quarterly | Quarterly | 0 | 0 | 0 | 90 | 0 | 25 | -25 | 0 | 25 | -25 |  |  | Approved
26904 | 2022-Q2 | TOWN OF BAY DE VERDE | BEAR'S COVE-OUTFALL | Bay de Verde | Newfoundland and Labrador | Municipal or another local authority | Municipal or another local authority | Continuous | Quarterly | Quarterly | 0 | 0 | 0 | 91 | 0 | 25 | -25 | 0 | 25 | -25 |  |  | Approved
26904 | 2022-Q3 | TOWN OF BAY DE VERDE | BEAR'S COVE-OUTFALL | Bay de Verde | Newfoundland and Labrador | Municipal or another local authority | Municipal or another local authority | Continuous | Quarterly | Quarterly | 0 | 0 | 0 | 92 | 0 | 25 | -25 | 0 | 25 | -25 |  |  | Approved
26904 | 2022-Q4 | TOWN OF BAY DE VERDE | BEAR'S COVE-OUTFALL | Bay de Verde | Newfoundland and Labrador | Municipal or another local authority | Municipal or another local authority | Continuous | Quarterly | Quarterly | 0 | 0 | 0 | 92 | 0 | 25 | -25 | 0 | 25 | -25 |  |  | Approved
26904 | 2023-Q1 | TOWN OF BAY DE VERDE | BEAR'S COVE-OUTFALL | Bay de Verde | Newfoundland and Labrador | Municipal or another local authority | Municipal or another local authority | Continuous | Quarterly | Quarterly | 0 | 0 | 0 | 90 | 0 | 25 | -25 | 0 | 25 | -25 |  |  | Approved
26904 | 2023-Q2 | TOWN OF BAY DE VERDE | BEAR'S COVE-OUTFALL | Bay de Verde | Newfoundland and Labrador | Municipal or another local authority | Municipal or another local authority | Continuous | Quarterly | Quarterly | 0 | 0 | 0 | 90 | 0 | 25 | -25 | 0 | 25 | -25 |  |  | Approved
26904 | 2023-Q3 | TOWN OF BAY DE VERDE | BEAR'S COVE-OUTFALL | Bay de Verde | Newfoundland and Labrador | Municipal or another local authority | Municipal or another local authority | Continuous | Quarterly | Quarterly | 0 | 0 | 0 | 92 | 0 | 25 | -25 | 0 | 25 | -25 |  |  | Approved
26904 | 2023-Q4 | TOWN OF BAY DE VERDE | BEAR'S COVE-OUTFALL | Bay de Verde | Newfoundland and Labrador | Municipal or another local authority | Municipal or another local authority | Continuous | Quarterly | Quarterly | 0 | 0 | 0 | 92 | 0 | 25 | -25 | 0 | 25 | -25 |  |  | Approved
26904 | 2024-Q1 | TOWN OF BAY DE VERDE | BEAR'S COVE-OUTFALL | Bay de Verde | Newfoundland and Labrador | Municipal or another local authority | Municipal or another local authority | Continuous | Quarterly | Quarterly | 0 | 0 | 0 | 91 | 0 | 25 | -25 | 0 | 25 | -25 |  |  | Approved
26904 | 2024-Q2 | TOWN OF BAY DE VERDE | BEAR'S COVE-OUTFALL | Bay de Verde | Newfoundland and Labrador | Municipal or another local authority | Municipal or another local authority | Continuous | Quarterly | Quarterly | 0 | 0 | 0 | 91 | 0 | 25 | -25 | 0 | 25 | -25 |  |  | Approved
26904 | 2024-Q3 | TOWN OF BAY DE VERDE | BEAR'S COVE-OUTFALL | Bay de Verde | Newfoundland and Labrador | Municipal or another local authority | Municipal or another local authority | Continuous | Quarterly | Quarterly | 0 | 0 | 0 | 92 | 0 | 25 | -25 | 0 | 25 | -25 |  |  | Approved
26904 | 2024-Q4 | TOWN OF BAY DE VERDE | BEAR'S COVE-OUTFALL | Bay de Verde | Newfoundland and Labrador | Municipal or another local authority | Municipal or another local authority | Continuous | Quarterly | Quarterly | 0 | 0 | 0 | 92 | 0 | 25 | -25 | 0 | 25 | -25 |  |  | Approved
26931 | 2014-Q2 | Town of Wabush | Commercial Road - Wastewater System | Wabush | Newfoundland and Labrador | Municipal or another local authority | Municipal or another local authority | Continuous | Quarterly | Quarterly | 0 | 2126 | 33078 | 13 | 37 | 0 | 0 | 45 | 0 | 0 |  |  | Approved
26931 | 2014-Q3 | Town of Wabush | Commercial Road - Wastewater System | Wabush | Newfoundland and Labrador | Municipal or another local authority | Municipal or another local authority | Continuous | Quarterly | Quarterly | 0 | 2126 | 190453 | 92 | 38.7 | 0 | 0 | 38.7 | 0 | 0 |  |  | Approved
26931 | 2014-Q4 | Town of Wabush | Commercial Road - Wastewater System | Wabush | Newfoundland and Labrador | Municipal or another local authority | Municipal or another local authority | Continuous | Quarterly | Quarterly | 0 | 2126 | 217000 | 92 | 27 | 0 | 0 | 40.3 | 0 | 0 |  |  | Approved
26931 | 2015-Q1 | Town of Wabush | Commercial Road - Wastewater System | Wabush | Newfoundland and Labrador | Municipal or another local authority | Municipal or another local authority | Continuous | Quarterly | Quarterly | 0 | 2126 | 270368 | 90 | 34 | 25 | 9 | 54.5 | 25 | 29.5 |  |  | Approved
26931 | 2015-Q2 | Town of Wabush | Commercial Road - Wastewater System | Wabush | Newfoundland and Labrador | Municipal or another local authority | Municipal or another local authority | Continuous | Quarterly | Quarterly | 0 | 2126 | 278861 | 91 | 0 | 25 | -25 | 0 | 25 | -25 |  |  | Approved
26931 | 2015-Q3 | Town of Wabush | Commercial Road - Wastewater System | Wabush | Newfoundland and Labrador | Municipal or another local authority | Municipal or another local authority | Continuous | Quarterly | Quarterly | 0 | 2126 | 255410 | 92 | 0 | 25 | -25 | 0 | 25 | -25 |  |  | Approved
26931 | 2015-Q4 | Town of Wabush | Commercial Road - Wastewater System | Wabush | Newfoundland and Labrador | Municipal or another local authority | Municipal or another local authority | Continuous | Quarterly | Quarterly | 0 | 2126 | 274615 | 92 | 51.5 | 25 | 26.5 | 66.5 | 25 | 41.5 |  |  | Approved
26931 | 2016-Q1 | Town of Wabush | Commercial Road - Wastewater System | Wabush | Newfoundland and Labrador | Municipal or another local authority | Municipal or another local authority | Continuous | Quarterly | Quarterly | 0 | 2956.9 | 218000 | 91 | 35.8 | 25 | 10.8 | 46.8 | 25 | 21.8 |  |  | Approved
26931 | 2016-Q2 | Town of Wabush | Commercial Road - Wastewater System | Wabush | Newfoundland and Labrador | Municipal or another local authority | Municipal or another local authority | Continuous | Quarterly | Quarterly | 0 | 2956.9 | 256721 | 91 | 45 | 25 | 20 | 39 | 25 | 14 |  |  | Approved
26931 | 2016-Q3 | Town of Wabush | Commercial Road - Wastewater System | Wabush | Newfoundland and Labrador | Municipal or another local authority | Municipal or another local authority | Continuous | Quarterly | Quarterly | 0 | 2956.9 | 256721 | 92 | 35.4 | 25 | 10.4 | 63 | 25 | 38 |  |  | Approved
26931 | 2016-Q4 | Town of Wabush | Commercial Road - Wastewater System | Wabush | Newfoundland and Labrador | Municipal or another local authority | Municipal or another local authority | Continuous | Quarterly | Quarterly | 0 | 2956.9 | 143722 | 52 | 34.2 | 25 | 9.2 | 39.7 | 25 | 14.7 |  |  | Approved
26931 | 2017-Q1 | Town of Wabush | Commercial Road - Wastewater System | Wabush | Newfoundland and Labrador | Municipal or another local authority | Municipal or another local authority | Continuous | Quarterly | Quarterly | 0 | 2391.2 | 245739 | 90 | 31.5 | 25 | 6.5 | 31.6 | 25 | 6.6 |  |  | Approved
26931 | 2017-Q2 | Town of Wabush | Commercial Road - Wastewater System | Wabush | Newfoundland and Labrador | Municipal or another local authority | Municipal or another local authority | Continuous | Quarterly | Quarterly | 0 | 2391.2 | 252674 | 91 | 38 | 25 | 13 | 53.2 | 25 | 28.2 |  |  | Approved
26931 | 2017-Q3 | Town of Wabush | Commercial Road - Wastewater System | Wabush | Newfoundland and Labrador | Municipal or another local authority | Municipal or another local authority | Continuous | Quarterly | Quarterly | 0 | 2391.2 | 251662 | 91 | 33.7 | 25 | 8.7 | 52.2 | 25 | 27.2 |  |  | Approved
26931 | 2017-Q4 | Town of Wabush | Commercial Road - Wastewater System | Wabush | Newfoundland and Labrador | Municipal or another local authority | Municipal or another local authority | Continuous | Quarterly | Quarterly | 0 | 2391.2 | 250397 | 92 | 24.7 | 25 | -0.3 | 23.3 | 25 | -1.7 |  |  | Approved
26931 | 2018-Q1 | Town of Wabush | Commercial Road - Wastewater System | Wabush | Newfoundland and Labrador | Municipal or another local authority | Municipal or another local authority | Continuous | Quarterly | Quarterly | 0 | 2741 | 250118 | 90 | 43.3 | 25 | 18.3 | 62.2 | 25 | 37.2 |  |  | Approved
26931 | 2018-Q2 | Town of Wabush | Commercial Road - Wastewater System | Wabush | Newfoundland and Labrador | Municipal or another local authority | Municipal or another local authority | Continuous | Quarterly | Quarterly | 0 | 2741 | 251212 | 91 | 14.4 | 25 | -10.6 | 55 | 25 | 30 |  |  | Approved
26931 | 2018-Q3 | Town of Wabush | Commercial Road - Wastewater System | Wabush | Newfoundland and Labrador | Municipal or another local authority | Municipal or another local authority | Continuous | Quarterly | Quarterly | 0 | 2741 | 250848 | 92 | 22.6 | 25 | -2.4 | 49.6 | 25 | 24.6 |  |  | Approved
26931 | 2018-Q4 | Town of Wabush | Commercial Road - Wastewater System | Wabush | Newfoundland and Labrador | Municipal or another local authority | Municipal or another local authority | Continuous | Quarterly | Quarterly | 0 | 2741 | 2724.4 | 92 | 21.6 | 25 | -3.4 | 99.8 | 25 | 74.8 |  |  | Approved
26931 | 2019-Q1 | Town of Wabush | Commercial Road - Wastewater System | Wabush | Newfoundland and Labrador | Municipal or another local authority | Municipal or another local authority | Continuous | Quarterly | Quarterly | 0 | 2068.2 | 250705 | 90 | 19 | 25 | -6 | 24.6 | 25 | -0.4 |  |  | Approved
26931 | 2019-Q2 | Town of Wabush | Commercial Road - Wastewater System | Wabush | Newfoundland and Labrador | Municipal or another local authority | Municipal or another local authority | Continuous | Quarterly | Quarterly | 0 | 2068.2 | 250852.5 | 91 | 20.6 | 25 | -4.4 | 81 | 25 | 56 |  |  | Approved
26931 | 2019-Q3 | Town of Wabush | Commercial Road - Wastewater System | Wabush | Newfoundland and Labrador | Municipal or another local authority | Municipal or another local authority | Continuous | Quarterly | Quarterly | 0 | 2068.2 | 250762 | 92 | 33 | 25 | 8 | 36.2 | 25 | 11.2 |  |  | Approved
26931 | 2019-Q4 | Town of Wabush | Commercial Road - Wastewater System | Wabush | Newfoundland and Labrador | Municipal or another local authority | Municipal or another local authority | Continuous | Quarterly | Quarterly | 0 | 2068.2 | 250741 | 92 | 48.6 | 25 | 23.6 | 54.2 | 25 | 29.2 |  |  | Approved
26931 | 2020-Q1 | Town of Wabush | Commercial Road - Wastewater System | Wabush | Newfoundland and Labrador | Municipal or another local authority | Municipal or another local authority | Continuous | Quarterly | Quarterly | 0 | 2748.1 | 2748.3 | 91 | 32 | 25 | 7 | 35.8 | 25 | 10.8 |  |  | Approved
26931 | 2020-Q2 | Town of Wabush | Commercial Road - Wastewater System | Wabush | Newfoundland and Labrador | Municipal or another local authority | Municipal or another local authority | Continuous | Quarterly | Quarterly | 0 | 2748.1 | 250780 | 91 | 37.9 | 25 | 12.9 | 42.1 | 25 | 17.1 |  |  | Approved
26931 | 2020-Q3 | Town of Wabush | Commercial Road - Wastewater System | Wabush | Newfoundland and Labrador | Municipal or another local authority | Municipal or another local authority | Continuous | Quarterly | Quarterly | 0 | 2748.1 | 250762 | 92 | 44.6 | 25 | 19.6 | 42 | 25 | 17 |  |  | Approved
26931 | 2020-Q4 | Town of Wabush | Commercial Road - Wastewater System | Wabush | Newfoundland and Labrador | Municipal or another local authority | Municipal or another local authority | Continuous | Quarterly | Quarterly | 0 | 2748.1 | 250762 | 92 | 28.9 | 25 | 3.9 | 21.2 | 25 | -3.8 |  |  | Approved
26931 | 2021-Q1 | Town of Wabush | Commercial Road - Wastewater System | Wabush | Newfoundland and Labrador | Municipal or another local authority | Municipal or another local authority | Continuous | Quarterly | Quarterly | 0 | 2063 | 250767 | 90 | 28.5 | 25 | 3.5 | 45.6 | 25 | 20.6 |  |  | Approved
26931 | 2021-Q2 | Town of Wabush | Commercial Road - Wastewater System | Wabush | Newfoundland and Labrador | Municipal or another local authority | Municipal or another local authority | Continuous | Quarterly | Quarterly | 0 | 2063 | 250768 | 91 | 25.8 | 25 | 0.8 | 22.8 | 25 | -2.2 |  |  | Approved
26931 | 2021-Q3 | Town of Wabush | Commercial Road - Wastewater System | Wabush | Newfoundland and Labrador | Municipal or another local authority | Municipal or another local authority | Continuous | Quarterly | Quarterly | 0 | 2063 | 250765 | 92 | 40.8 | 25 | 15.8 | 28.2 | 25 | 3.2 |  |  | Approved
26931 | 2021-Q4 | Town of Wabush | Commercial Road - Wastewater System | Wabush | Newfoundland and Labrador | Municipal or another local authority | Municipal or another local authority | Continuous | Quarterly | Quarterly | 0 | 2063 | 250765 | 92 | 53.5 | 25 | 28.5 | 39 | 25 | 14 |  |  | Approved
26931 | 2022-Q1 | Town of Wabush | Commercial Road - Wastewater System | Wabush | Newfoundland and Labrador | Municipal or another local authority | Municipal or another local authority | Continuous | Quarterly | Quarterly | 0 | 2748.1 | 250767 | 90 | 42.2 | 25 | 17.2 | 23.2 | 25 | -1.8 |  |  | Approved
26931 | 2022-Q2 | Town of Wabush | Commercial Road - Wastewater System | Wabush | Newfoundland and Labrador | Municipal or another local authority | Municipal or another local authority | Continuous | Quarterly | Quarterly | 0 | 2748.1 | 250766.5 | 91 | 30.7 | 25 | 5.7 | 23.4 | 25 | -1.6 |  |  | Approved
26931 | 2022-Q3 | Town of Wabush | Commercial Road - Wastewater System | Wabush | Newfoundland and Labrador | Municipal or another local authority | Municipal or another local authority | Continuous | Quarterly | Quarterly | 0 | 2748.1 | 250766 | 92 | 24 | 25 | -1 | 63.8 | 25 | 38.8 |  |  | Approved
26931 | 2022-Q4 | Town of Wabush | Commercial Road - Wastewater System | Wabush | Newfoundland and Labrador | Municipal or another local authority | Municipal or another local authority | Continuous | Quarterly | Quarterly | 0 | 2748.1 | 250766 | 92 | 28 | 25 | 3 | 23.5 | 25 | -1.5 |  |  | Approved
26931 | 2023-Q1 | Town of Wabush | Commercial Road - Wastewater System | Wabush | Newfoundland and Labrador | Municipal or another local authority | Municipal or another local authority | Continuous | Quarterly | Quarterly | 0 | 2748.1 | 250766 | 90 | 34.3 | 25 | 9.3 | 34.2 | 25 | 9.2 |  |  | Approved
26931 | 2023-Q2 | Town of Wabush | Commercial Road - Wastewater System | Wabush | Newfoundland and Labrador | Municipal or another local authority | Municipal or another local authority | Continuous | Quarterly | Quarterly | 0 | 2748.1 | 250766 | 91 | 53.3 | 25 | 28.3 | 30.8 | 25 | 5.8 |  |  | Approved
26931 | 2023-Q3 | Town of Wabush | Commercial Road - Wastewater System | Wabush | Newfoundland and Labrador | Municipal or another local authority | Municipal or another local authority | Continuous | Quarterly | Quarterly | 0 | 2748.1 | 250766 | 92 | 45.7 | 25 | 20.7 | 25.8 | 25 | 0.8 |  |  | Approved
26931 | 2023-Q4 | Town of Wabush | Commercial Road - Wastewater System | Wabush | Newfoundland and Labrador | Municipal or another local authority | Municipal or another local authority | Continuous | Quarterly | Quarterly | 0 | 2748.1 | 250766 | 92 | 34.8 | 25 | 9.8 | 23.4 | 25 | -1.6 |  |  | Approved
26931 | 2024-Q1 | Town of Wabush | Commercial Road - Wastewater System | Wabush | Newfoundland and Labrador | Municipal or another local authority | Municipal or another local authority | Continuous | Quarterly | Quarterly | 0 | 2748.1 | 250766 | 91 | 23.5 | 25 | -1.5 | 12 | 25 | -13 |  |  | Approved
26931 | 2024-Q2 | Town of Wabush | Commercial Road - Wastewater System | Wabush | Newfoundland and Labrador | Municipal or another local authority | Municipal or another local authority | Continuous | Quarterly | Quarterly | 0 | 2748.1 | 250766 | 91 | 999 | 25 | 974 | 999 | 25 | 974 |  |  | Approved
26931 | 2024-Q3 | Town of Wabush | Commercial Road - Wastewater System | Wabush | Newfoundland and Labrador | Municipal or another local authority | Municipal or another local authority | Continuous | Quarterly | Quarterly | 0 | 2748.1 | 250766 | 92 | 999 | 25 | 974 | 999 | 25 | 974 |  |  | Approved
26931 | 2024-Q4 | Town of Wabush | Commercial Road - Wastewater System | Wabush | Newfoundland and Labrador | Municipal or another local authority | Municipal or another local authority | Continuous | Quarterly | Quarterly | 0 | 2748.1 | 250068 | 92 | 999 | 25 | 974 | 999 | 25 | 974 |  |  | Approved
26932 | 2014-Q2 | Town of Wabush | Industrial Park - Wastewater System | Wabush | Newfoundland and Labrador | Municipal or another local authority | Municipal or another local authority | Continuous | Quarterly | Quarterly | 0 | 3500 | 56194 | 13 | 11 | 0 | 0 | 33 | 0 | 0 |  |  | Approved
26932 | 2014-Q3 | Town of Wabush | Industrial Park - Wastewater System | Wabush | Newfoundland and Labrador | Municipal or another local authority | Municipal or another local authority | Continuous | Quarterly | Quarterly | 0 | 3500 | 314932 | 92 | 9.9 | 0 | 0 | 20.3 | 0 | 0 |  |  | Approved
26932 | 2014-Q4 | Town of Wabush | Industrial Park - Wastewater System | Wabush | Newfoundland and Labrador | Municipal or another local authority | Municipal or another local authority | Continuous | Quarterly | Quarterly | 0 | 3500 | 270260 | 92 | 10.5 | 0 | 0 | 40.1 | 0 | 0 |  |  | Approved
26932 | 2015-Q1 | Town of Wabush | Industrial Park - Wastewater System | Wabush | Newfoundland and Labrador | Municipal or another local authority | Municipal or another local authority | Continuous | Quarterly | Quarterly | 0 | 3500 | 310571 | 90 | 7.5 | 25 | -17.5 | 11.5 | 25 | -13.5 |  |  | Approved
26932 | 2015-Q2 | Town of Wabush | Industrial Park - Wastewater System | Wabush | Newfoundland and Labrador | Municipal or another local authority | Municipal or another local authority | Continuous | Quarterly | Quarterly | 0 | 3500 | 321495 | 91 | 0 | 25 | -25 | 0 | 25 | -25 |  |  | Approved
26932 | 2015-Q3 | Town of Wabush | Industrial Park - Wastewater System | Wabush | Newfoundland and Labrador | Municipal or another local authority | Municipal or another local authority | Continuous | Quarterly | Quarterly | 0 | 3500 | 437290 | 92 | 0 | 25 | -25 | 0 | 25 | -25 |  |  | Approved
26932 | 2015-Q4 | Town of Wabush | Industrial Park - Wastewater System | Wabush | Newfoundland and Labrador | Municipal or another local authority | Municipal or another local authority | Continuous | Quarterly | Quarterly | 0 | 3500 | 356452 | 92 | 11 | 25 | -14 | 17 | 25 | -8 |  |  | Approved
26932 | 2016-Q1 | Town of Wabush | Industrial Park - Wastewater System | Wabush | Newfoundland and Labrador | Municipal or another local authority | Municipal or another local authority | Continuous | Quarterly | Quarterly | 0 | 3906.3 | 431000 | 91 | 5.6 | 25 | -19.4 | 10.3 | 25 | -14.7 |  |  | Approved
26932 | 2016-Q2 | Town of Wabush | Industrial Park - Wastewater System | Wabush | Newfoundland and Labrador | Municipal or another local authority | Municipal or another local authority | Continuous | Quarterly | Quarterly | 0 | 3906.3 | 386559 | 91 | 12.2 | 25 | -12.8 | 24.7 | 25 | -0.3 |  |  | Approved
26932 | 2016-Q3 | Town of Wabush | Industrial Park - Wastewater System | Wabush | Newfoundland and Labrador | Municipal or another local authority | Municipal or another local authority | Continuous | Quarterly | Quarterly | 0 | 3906.3 | 256721 | 92 | 35.4 | 25 | 10.4 | 63 | 25 | 38 |  |  | Approved
26932 | 2016-Q4 | Town of Wabush | Industrial Park - Wastewater System | Wabush | Newfoundland and Labrador | Municipal or another local authority | Municipal or another local authority | Continuous | Quarterly | Quarterly | 0 | 3906.3 | 390143 | 92 | 10.2 | 25 | -14.8 | 14.7 | 25 | -10.3 |  |  | Approved
26932 | 2017-Q1 | Town of Wabush | Industrial Park - Wastewater System | Wabush | Newfoundland and Labrador | Municipal or another local authority | Municipal or another local authority | Continuous | Quarterly | Quarterly | 0 | 4001.2 | 398565 | 90 | 9.9 | 25 | -15.1 | 15.7 | 25 | -9.3 |  |  | Approved
26932 | 2017-Q2 | Town of Wabush | Industrial Park - Wastewater System | Wabush | Newfoundland and Labrador | Municipal or another local authority | Municipal or another local authority | Continuous | Quarterly | Quarterly | 0 | 4001.2 | 390456 | 91 | 10 | 25 | -15 | 15 | 25 | -10 |  |  | Approved
26932 | 2017-Q3 | Town of Wabush | Industrial Park - Wastewater System | Wabush | Newfoundland and Labrador | Municipal or another local authority | Municipal or another local authority | Continuous | Quarterly | Quarterly | 0 | 4001.2 | 391431 | 91 | 7.3 | 25 | -17.7 | 11.7 | 25 | -13.3 |  |  | Approved
26932 | 2017-Q4 | Town of Wabush | Industrial Park - Wastewater System | Wabush | Newfoundland and Labrador | Municipal or another local authority | Municipal or another local authority | Continuous | Quarterly | Quarterly | 0 | 4001.2 | 392648.9 | 92 | 8.6 | 25 | -16.4 | 22.7 | 25 | -2.3 |  |  | Approved
26932 | 2018-Q1 | Town of Wabush | Industrial Park - Wastewater System | Wabush | Newfoundland and Labrador | Municipal or another local authority | Municipal or another local authority | Continuous | Quarterly | Quarterly | 0 | 4309.9 | 393275 | 90 | 9.8 | 25 | -15.2 | 52.6 | 25 | 27.6 |  |  | Approved
26932 | 2018-Q2 | Town of Wabush | Industrial Park - Wastewater System | Wabush | Newfoundland and Labrador | Municipal or another local authority | Municipal or another local authority | Continuous | Quarterly | Quarterly | 0 | 4309.9 | 391953 | 91 | 6.5 | 25 | -18.5 | 58.8 | 25 | 33.8 |  |  | Approved
26932 | 2018-Q3 | Town of Wabush | Industrial Park - Wastewater System | Wabush | Newfoundland and Labrador | Municipal or another local authority | Municipal or another local authority | Continuous | Quarterly | Quarterly | 0 | 4309.9 | 392327 | 92 | 9.9 | 25 | -15.1 | 17.4 | 25 | -7.6 |  |  | Approved
26932 | 2018-Q4 | Town of Wabush | Industrial Park - Wastewater System | Wabush | Newfoundland and Labrador | Municipal or another local authority | Municipal or another local authority | Continuous | Quarterly | Quarterly | 0 | 4309.9 | 4266.9 | 92 | 13.3 | 25 | -11.7 | 18 | 25 | -7 |  |  | Approved
26932 | 2019-Q1 | Town of Wabush | Industrial Park - Wastewater System | Wabush | Newfoundland and Labrador | Municipal or another local authority | Municipal or another local authority | Continuous | Quarterly | Quarterly | 0 | 3237.9 | 92143 | 90 | 10.2 | 25 | -14.8 | 16.5 | 25 | -8.5 |  |  | Approved
26932 | 2019-Q2 | Town of Wabush | Industrial Park - Wastewater System | Wabush | Newfoundland and Labrador | Municipal or another local authority | Municipal or another local authority | Continuous | Quarterly | Quarterly | 0 | 3237.9 | 175303 | 91 | 8.3 | 25 | -16.7 | 36.8 | 25 | 11.8 |  |  | Approved
26932 | 2019-Q3 | Town of Wabush | Industrial Park - Wastewater System | Wabush | Newfoundland and Labrador | Municipal or another local authority | Municipal or another local authority | Continuous | Quarterly | Quarterly | 0 | 3237.9 | 85433 | 92 | 14.7 | 25 | -10.3 | 13 | 25 | -12 |  |  | Approved
26932 | 2019-Q4 | Town of Wabush | Industrial Park - Wastewater System | Wabush | Newfoundland and Labrador | Municipal or another local authority | Municipal or another local authority | Continuous | Quarterly | Quarterly | 0 | 3237.9 | 117626 | 92 | 17.2 | 25 | -7.8 | 67.2 | 25 | 42.2 |  |  | Approved
26932 | 2020-Q1 | Town of Wabush | Industrial Park - Wastewater System | Wabush | Newfoundland and Labrador | Municipal or another local authority | Municipal or another local authority | Continuous | Quarterly | Quarterly | 0 | 1289.1 | 1289.4 | 91 | 15.4 | 25 | -9.6 | 28.8 | 25 | 3.8 |  |  | Approved
26932 | 2020-Q2 | Town of Wabush | Industrial Park - Wastewater System | Wabush | Newfoundland and Labrador | Municipal or another local authority | Municipal or another local authority | Continuous | Quarterly | Quarterly | 0 | 1289.1 | 109727 | 91 | 15.8 | 25 | -9.2 | 36.3 | 25 | 11.3 |  |  | Approved
26932 | 2020-Q3 | Town of Wabush | Industrial Park - Wastewater System | Wabush | Newfoundland and Labrador | Municipal or another local authority | Municipal or another local authority | Continuous | Quarterly | Quarterly | 0 | 1289.1 | 117824 | 92 | 26.6 | 25 | 1.6 | 9.8 | 25 | -15.2 |  |  | Approved
26932 | 2020-Q4 | Town of Wabush | Industrial Park - Wastewater System | Wabush | Newfoundland and Labrador | Municipal or another local authority | Municipal or another local authority | Continuous | Quarterly | Quarterly | 0 | 1289.1 | 117890.7 | 92 | 15.9 | 25 | -9.1 | 22.6 | 25 | -2.4 |  |  | Approved
26932 | 2021-Q1 | Town of Wabush | Industrial Park - Wastewater System | Wabush | Newfoundland and Labrador | Municipal or another local authority | Municipal or another local authority | Continuous | Quarterly | Quarterly | 0 | 947.4 | 115147 | 90 | 27 | 25 | 2 | 122 | 25 | 97 |  |  | Approved
26932 | 2021-Q2 | Town of Wabush | Industrial Park - Wastewater System | Wabush | Newfoundland and Labrador | Municipal or another local authority | Municipal or another local authority | Continuous | Quarterly | Quarterly | 0 | 947.4 | 116954 | 91 | 17.7 | 25 | -7.3 | 28.8 | 25 | 3.8 |  |  | Approved
26932 | 2021-Q3 | Town of Wabush | Industrial Park - Wastewater System | Wabush | Newfoundland and Labrador | Municipal or another local authority | Municipal or another local authority | Continuous | Quarterly | Quarterly | 0 | 947.4 | 116664 | 92 | 17.7 | 25 | -7.3 | 23.3 | 25 | -1.7 |  |  | Approved
26932 | 2021-Q4 | Town of Wabush | Industrial Park - Wastewater System | Wabush | Newfoundland and Labrador | Municipal or another local authority | Municipal or another local authority | Continuous | Quarterly | Quarterly | 0 | 947.4 | 116255 | 92 | 18.2 | 25 | -6.8 | 37.6 | 25 | 12.6 |  |  | Approved
26932 | 2022-Q1 | Town of Wabush | Industrial Park - Wastewater System | Wabush | Newfoundland and Labrador | Municipal or another local authority | Municipal or another local authority | Continuous | Quarterly | Quarterly | 0 | 1274 | 140400 | 90 | 4.7 | 25 | -20.3 | 4.8 | 25 | -20.2 |  |  | Approved
26932 | 2022-Q2 | Town of Wabush | Industrial Park - Wastewater System | Wabush | Newfoundland and Labrador | Municipal or another local authority | Municipal or another local authority | Continuous | Quarterly | Quarterly | 0 | 1274 | 130039 | 91 | 4.7 | 25 | -20.3 | 7.5 | 25 | -17.5 |  |  | Approved
26932 | 2022-Q3 | Town of Wabush | Industrial Park - Wastewater System | Wabush | Newfoundland and Labrador | Municipal or another local authority | Municipal or another local authority | Continuous | Quarterly | Quarterly | 0 | 1274 | 124936 | 92 | 5.5 | 25 | -19.5 | 4 | 25 | -21 |  |  | Approved
26932 | 2022-Q4 | Town of Wabush | Industrial Park - Wastewater System | Wabush | Newfoundland and Labrador | Municipal or another local authority | Municipal or another local authority | Continuous | Quarterly | Quarterly | 0 | 1274 | 114908 | 92 | 4.9 | 25 | -20.1 | 4.8 | 25 | -20.2 |  |  | Approved
26932 | 2023-Q1 | Town of Wabush | Industrial Park - Wastewater System | Wabush | Newfoundland and Labrador | Municipal or another local authority | Municipal or another local authority | Continuous | Quarterly | Quarterly | 0 | 1398 | 113850 | 90 | 4 | 25 | -21 | 8 | 25 | -17 |  |  | Approved
26932 | 2023-Q2 | Town of Wabush | Industrial Park - Wastewater System | Wabush | Newfoundland and Labrador | Municipal or another local authority | Municipal or another local authority | Continuous | Quarterly | Quarterly | 0 | 1398 | 125671 | 91 | 3.5 | 25 | -21.5 | 7.5 | 25 | -17.5 |  |  | Approved
26932 | 2023-Q3 | Town of Wabush | Industrial Park - Wastewater System | Wabush | Newfoundland and Labrador | Municipal or another local authority | Municipal or another local authority | Continuous | Quarterly | Quarterly | 0 | 1398 | 112424 | 92 | 3 | 25 | -22 | 9.3 | 25 | -15.7 |  |  | Approved
26932 | 2023-Q4 | Town of Wabush | Industrial Park - Wastewater System | Wabush | Newfoundland and Labrador | Municipal or another local authority | Municipal or another local authority | Continuous | Quarterly | Quarterly | 0 | 1398 |  | 92 | 3.5 | 25 | -21.5 | 7 | 25 | -18 |  |  | Approved
26932 | 2024-Q1 | Town of Wabush | Industrial Park - Wastewater System | Wabush | Newfoundland and Labrador | Municipal or another local authority | Municipal or another local authority | Continuous | Quarterly | Quarterly | 0 | 967.5 | 105378 | 91 | 3.7 | 25 | -21.3 | 8.7 | 25 | -16.3 |  |  | Approved
26932 | 2024-Q2 | Town of Wabush | Industrial Park - Wastewater System | Wabush | Newfoundland and Labrador | Municipal or another local authority | Municipal or another local authority | Continuous | Quarterly | Quarterly | 0 | 967.5 | 126945 | 91 | 4.7 | 25 | -20.3 | 5.7 | 25 | -19.3 |  |  | Approved
26932 | 2024-Q3 | Town of Wabush | Industrial Park - Wastewater System | Wabush | Newfoundland and Labrador | Municipal or another local authority | Municipal or another local authority | Continuous | Quarterly | Quarterly | 0 | 967.5 | 91264 | 92 | 5.5 | 25 | -19.5 | 25 | 25 | 0 |  |  | Approved
26932 | 2024-Q4 | Town of Wabush | Industrial Park - Wastewater System | Wabush | Newfoundland and Labrador | Municipal or another local authority | Municipal or another local authority | Continuous | Quarterly | Quarterly | 0 | 967.5 | 94484 | 92 | 6.5 | 25 | -18.5 | 6.3 | 25 | -18.7 |  |  | Approved
26938 | 2015-annuel/annual | TOWN OF VICTORIA | Sewage Treatment Plant | Victoria | Newfoundland and Labrador | Municipal or another local authority | Municipal or another local authority | Continuous | Annually | Annually | 0 | 599.8 | 262224 | 79 | 91 | 25 | 66 | 73 | 25 | 48 |  |  | Approved
26938 | 2016-annuel/annual | TOWN OF VICTORIA | Sewage Treatment Plant | Victoria | Newfoundland and Labrador | Municipal or another local authority | Municipal or another local authority | Continuous | Annually | Annually | 0 | 718.4 | 1505306 | 365 | 11 | 25 | -14 | 6 | 25 | -19 |  |  | Approved
26938 | 2017-annuel/annual | TOWN OF VICTORIA | Sewage Treatment Plant | Victoria | Newfoundland and Labrador | Municipal or another local authority | Municipal or another local authority | Continuous | Annually | Annually | 0 | 718.4 | 1868772 | 365 | 16 | 25 | -9 | 35 | 25 | 10 |  |  | Approved
26938 | 2018-Q1 | TOWN OF VICTORIA | Sewage Treatment Plant | Victoria | Newfoundland and Labrador | Municipal or another local authority | Municipal or another local authority | Continuous | Quarterly | Quarterly | 0 | 5119.9 | 207637 | 90 | 23 | 25 | -2 | 23 | 25 | -2 |  |  | Approved
26938 | 2018-Q2 | TOWN OF VICTORIA | Sewage Treatment Plant | Victoria | Newfoundland and Labrador | Municipal or another local authority | Municipal or another local authority | Continuous | Quarterly | Quarterly | 0 | 5119.9 | 361484 | 91 | 15 | 25 | -10 | 12 | 25 | -13 |  |  | Approved
26938 | 2018-Q3 | TOWN OF VICTORIA | Sewage Treatment Plant | Victoria | Newfoundland and Labrador | Municipal or another local authority | Municipal or another local authority | Continuous | Quarterly | Quarterly | 0 | 5119.9 | 213416 | 92 | 15 | 25 | -10 | 21 | 25 | -4 |  |  | Approved
26938 | 2018-Q4 | TOWN OF VICTORIA | Sewage Treatment Plant | Victoria | Newfoundland and Labrador | Municipal or another local authority | Municipal or another local authority | Continuous | Quarterly | Quarterly | 0 | 5119.9 | 354567.7 | 92 | 15 | 25 | -10 | 9 | 25 | -16 |  |  | Approved
26938 | 2019-Q1 | TOWN OF VICTORIA | Sewage Treatment Plant | Victoria | Newfoundland and Labrador | Municipal or another local authority | Municipal or another local authority | Continuous | Quarterly | Quarterly | 0 | 3115.4 | 313740 | 90 | 12 | 25 | -13 | 14 | 25 | -11 |  |  | Approved
26938 | 2019-Q2 | TOWN OF VICTORIA | Sewage Treatment Plant | Victoria | Newfoundland and Labrador | Municipal or another local authority | Municipal or another local authority | Continuous | Quarterly | Quarterly | 0 | 3115.4 | 309353 | 91 | 10 | 25 | -15 | 17 | 25 | -8 |  |  | Approved
26938 | 2019-Q3 | TOWN OF VICTORIA | Sewage Treatment Plant | Victoria | Newfoundland and Labrador | Municipal or another local authority | Municipal or another local authority | Continuous | Quarterly | Quarterly | 0 | 3115.4 | 291714 | 92 | 5 | 25 | -20 | 18 | 25 | -7 |  |  | Approved
26938 | 2019-Q4 | TOWN OF VICTORIA | Sewage Treatment Plant | Victoria | Newfoundland and Labrador | Municipal or another local authority | Municipal or another local authority | Continuous | Quarterly | Quarterly | 0 | 3115.4 | 335540 | 92 | 20 | 25 | -5 | 11 | 25 | -14 |  |  | Approved
26938 | 2020-Q1 | TOWN OF VICTORIA | Sewage Treatment Plant | Victoria | Newfoundland and Labrador | Municipal or another local authority | Municipal or another local authority | Continuous | Quarterly | Quarterly | 0 | 3425.6 | 269633 | 91 | 20 | 25 | -5 | 10 | 25 | -15 |  |  | Approved
26938 | 2020-Q2 | TOWN OF VICTORIA | Sewage Treatment Plant | Victoria | Newfoundland and Labrador | Municipal or another local authority | Municipal or another local authority | Continuous | Quarterly | Quarterly | 0 | 3425.6 | 389207 | 91 | 30 | 25 | 5 | 10 | 25 | -15 |  |  | Approved
26938 | 2020-Q3 | TOWN OF VICTORIA | Sewage Treatment Plant | Victoria | Newfoundland and Labrador | Municipal or another local authority | Municipal or another local authority | Continuous | Quarterly | Quarterly | 0 | 3425.6 | 241146 | 92 | 31 | 25 | 6 | 8 | 25 | -17 |  |  | Approved
26938 | 2020-Q4 | TOWN OF VICTORIA | Sewage Treatment Plant | Victoria | Newfoundland and Labrador | Municipal or another local authority | Municipal or another local authority | Continuous | Quarterly | Quarterly | 0 | 3425.6 | 255752 | 92 | 47 | 25 | 22 | 6 | 25 | -19 |  |  | Approved
26938 | 2021-Q1 | TOWN OF VICTORIA | Sewage Treatment Plant | Victoria | Newfoundland and Labrador | Municipal or another local authority | Municipal or another local authority | Continuous | Quarterly | Quarterly | 0 | 3157.8 | 218803 | 90 | 25 | 25 | 0 | 7 | 25 | -18 |  |  | Approved
26938 | 2021-Q2 | TOWN OF VICTORIA | Sewage Treatment Plant | Victoria | Newfoundland and Labrador | Municipal or another local authority | Municipal or another local authority | Continuous | Quarterly | Quarterly | 0 | 3157.8 | 193274 | 91 | 34 | 25 | 9 | 18 | 25 | -7 |  |  | Approved
26938 | 2021-Q3 | TOWN OF VICTORIA | Sewage Treatment Plant | Victoria | Newfoundland and Labrador | Municipal or another local authority | Municipal or another local authority | Continuous | Quarterly | Quarterly | 0 | 3157.8 | 184809 | 92 | 21 | 25 | -4 | 17 | 25 | -8 |  |  | Approved
26938 | 2021-Q4 | TOWN OF VICTORIA | Sewage Treatment Plant | Victoria | Newfoundland and Labrador | Municipal or another local authority | Municipal or another local authority | Continuous | Quarterly | Quarterly | 0 | 3157.8 | 231227 | 92 | 20 | 25 | -5 | 5 | 25 | -20 |  |  | Approved
26938 | 2022-annuel/annual | TOWN OF VICTORIA | Sewage Treatment Plant | Victoria | Newfoundland and Labrador | Municipal or another local authority | Municipal or another local authority | Continuous | Annually | Annually | 0 | 2268.8 | 765512 | 365 | 24 | 25 | -1 | 12 | 25 | -13 |  |  | Approved
26938 | 2023-annuel/annual | TOWN OF VICTORIA | Sewage Treatment Plant | Victoria | Newfoundland and Labrador | Municipal or another local authority | Municipal or another local authority | Continuous | Annually | Annually | 0 | 2097.3 | 682218 | 365 | 20.3 | 25 | -4.7 | 12.4 | 25 | -12.6 |  |  | Approved
26938 | 2024-annuel/annual | TOWN OF VICTORIA | Sewage Treatment Plant | Victoria | Newfoundland and Labrador | Municipal or another local authority | Municipal or another local authority | Continuous | Annually | Annually | 0 | 1869.1 | 1263051 | 366 | 53 | 25 | 28 | 20.4 | 25 | -4.6 |  |  | Approved
26961 | 2015-Q3 | TOWN OF OLD PERLICAN | TOWN OF OLD PERLICAN | Old Perlican | Newfoundland and Labrador | Municipal or another local authority | Municipal or another local authority | Continuous | Quarterly | Quarterly | 0 | 200 | 8200 | 75 | 64 | 25 | 39 | 60 | 25 | 35 |  |  | Approved
26961 | 2015-Q4 | TOWN OF OLD PERLICAN | TOWN OF OLD PERLICAN | Old Perlican | Newfoundland and Labrador | Municipal or another local authority | Municipal or another local authority | Continuous | Quarterly | Quarterly | 0 | 200 | 13027 | 92 | 30 | 25 | 5 | 31 | 25 | 6 |  |  | Approved
26961 | 2016-Q1 | TOWN OF OLD PERLICAN | TOWN OF OLD PERLICAN | Old Perlican | Newfoundland and Labrador | Municipal or another local authority | Municipal or another local authority | Continuous | Quarterly | Quarterly | 0 | 200 | 15153 | 91 | 11 | 25 | -14 | 17 | 25 | -8 |  |  | Approved
26961 | 2016-Q2 | TOWN OF OLD PERLICAN | TOWN OF OLD PERLICAN | Old Perlican | Newfoundland and Labrador | Municipal or another local authority | Municipal or another local authority | Continuous | Quarterly | Quarterly | 0 | 200 | 13731 | 91 | 263 | 25 | 238 | 96 | 25 | 71 |  |  | Approved
26961 | 2016-Q3 | TOWN OF OLD PERLICAN | TOWN OF OLD PERLICAN | Old Perlican | Newfoundland and Labrador | Municipal or another local authority | Municipal or another local authority | Continuous | Quarterly | Quarterly | 0 | 200 | 12905 | 92 | 42 | 25 | 17 | 77 | 25 | 52 |  |  | Approved
26961 | 2016-Q4 | TOWN OF OLD PERLICAN | TOWN OF OLD PERLICAN | Old Perlican | Newfoundland and Labrador | Municipal or another local authority | Municipal or another local authority | Continuous | Quarterly | Quarterly | 0 | 200 | 23832 | 92 | 60 | 25 | 35 | 37 | 25 | 12 |  |  | Approved
26961 | 2017-Q1 | TOWN OF OLD PERLICAN | TOWN OF OLD PERLICAN | Old Perlican | Newfoundland and Labrador | Municipal or another local authority | Municipal or another local authority | Continuous | Quarterly | Quarterly | 0 | 179.3 | 21669 | 90 | 33 | 25 | 8 | 12 | 25 | -13 |  |  | Approved
26961 | 2017-Q2 | TOWN OF OLD PERLICAN | TOWN OF OLD PERLICAN | Old Perlican | Newfoundland and Labrador | Municipal or another local authority | Municipal or another local authority | Continuous | Quarterly | Quarterly | 0 | 179.3 | 29355 | 91 | 29 | 25 | 4 | 44 | 25 | 19 |  |  | Approved
26961 | 2017-Q3 | TOWN OF OLD PERLICAN | TOWN OF OLD PERLICAN | Old Perlican | Newfoundland and Labrador | Municipal or another local authority | Municipal or another local authority | Continuous | Quarterly | Quarterly | 0 | 179.3 | 16068 | 92 | 17 | 25 | -8 | 26 | 25 | 1 |  |  | Approved
26961 | 2017-Q4 | TOWN OF OLD PERLICAN | TOWN OF OLD PERLICAN | Old Perlican | Newfoundland and Labrador | Municipal or another local authority | Municipal or another local authority | Continuous | Quarterly | Quarterly | 0 | 179.3 | 17690 | 92 | 24 | 25 | -1 | 23 | 25 | -2 |  |  | Approved
26961 | 2018-Q1 | TOWN OF OLD PERLICAN | TOWN OF OLD PERLICAN | Old Perlican | Newfoundland and Labrador | Municipal or another local authority | Municipal or another local authority | Continuous | Quarterly | Quarterly | 0 | 232.3 | 16075 | 90 | 57 | 25 | 32 | 48 | 25 | 23 |  |  | Approved
26961 | 2018-Q2 | TOWN OF OLD PERLICAN | TOWN OF OLD PERLICAN | Old Perlican | Newfoundland and Labrador | Municipal or another local authority | Municipal or another local authority | Continuous | Quarterly | Quarterly | 0 | 232.3 | 17329 | 91 | 110 | 25 | 85 | 89 | 25 | 64 |  |  | Approved
26961 | 2018-Q3 | TOWN OF OLD PERLICAN | TOWN OF OLD PERLICAN | Old Perlican | Newfoundland and Labrador | Municipal or another local authority | Municipal or another local authority | Continuous | Quarterly | Quarterly | 0 | 232.3 | 17329 | 92 | 110 | 25 | 85 | 89 | 25 | 64 |  |  | Approved
26961 | 2018-Q4 | TOWN OF OLD PERLICAN | TOWN OF OLD PERLICAN | Old Perlican | Newfoundland and Labrador | Municipal or another local authority | Municipal or another local authority | Continuous | Quarterly | Quarterly | 0 | 232.3 | 26992.3 | 92 | 63 | 25 | 38 | 91 | 25 | 66 |  |  | Approved
26961 | 2019-Q1 | TOWN OF OLD PERLICAN | TOWN OF OLD PERLICAN | Old Perlican | Newfoundland and Labrador | Municipal or another local authority | Municipal or another local authority | Continuous | Quarterly | Quarterly | 0 | 212.9 | 37706 | 90 | 106 | 25 | 81 | 79 | 25 | 54 |  |  | Approved
26961 | 2019-Q2 | TOWN OF OLD PERLICAN | TOWN OF OLD PERLICAN | Old Perlican | Newfoundland and Labrador | Municipal or another local authority | Municipal or another local authority | Continuous | Quarterly | Quarterly | 0 | 212.9 | 32188 | 91 | 105 | 25 | 80 | 60 | 25 | 35 |  |  | Approved
26961 | 2019-Q3 | TOWN OF OLD PERLICAN | TOWN OF OLD PERLICAN | Old Perlican | Newfoundland and Labrador | Municipal or another local authority | Municipal or another local authority | Continuous | Quarterly | Quarterly | 0 | 212.9 | 25787 | 92 | 81 | 25 | 56 | 59 | 25 | 34 |  |  | Approved
26961 | 2019-Q4 | TOWN OF OLD PERLICAN | TOWN OF OLD PERLICAN | Old Perlican | Newfoundland and Labrador | Municipal or another local authority | Municipal or another local authority | Continuous | Quarterly | Quarterly | 0 | 212.9 | 28740 | 92 | 71 | 25 | 46 | 62 | 25 | 37 |  |  | Approved
26961 | 2020-Q1 | TOWN OF OLD PERLICAN | TOWN OF OLD PERLICAN | Old Perlican | Newfoundland and Labrador | Municipal or another local authority | Municipal or another local authority | Continuous | Quarterly | Quarterly | 0 | 340.9 | 14196 | 91 | 124 | 25 | 99 | 136 | 25 | 111 |  |  | Approved
26961 | 2020-Q2 | TOWN OF OLD PERLICAN | TOWN OF OLD PERLICAN | Old Perlican | Newfoundland and Labrador | Municipal or another local authority | Municipal or another local authority | Continuous | Quarterly | Quarterly | 0 | 340.9 | 9828 | 91 | 90 | 25 | 65 | 63 | 25 | 38 |  |  | Approved
26961 | 2020-Q3 | TOWN OF OLD PERLICAN | TOWN OF OLD PERLICAN | Old Perlican | Newfoundland and Labrador | Municipal or another local authority | Municipal or another local authority | Continuous | Quarterly | Quarterly | 0 | 340.9 | 13179 | 92 | 121 | 25 | 96 | 51 | 25 | 26 |  |  | Approved
26961 | 2020-Q4 | TOWN OF OLD PERLICAN | TOWN OF OLD PERLICAN | Old Perlican | Newfoundland and Labrador | Municipal or another local authority | Municipal or another local authority | Continuous | Quarterly | Quarterly | 0 | 340.9 | 24105 | 92 | 98 | 25 | 73 | 73 | 25 | 48 |  |  | Approved
26961 | 2021-Q1 | TOWN OF OLD PERLICAN | TOWN OF OLD PERLICAN | Old Perlican | Newfoundland and Labrador | Municipal or another local authority | Municipal or another local authority | Continuous | Quarterly | Quarterly | 0 | 167.5 | 30642 | 90 | 76 | 25 | 51 | 88 | 25 | 63 |  |  | Approved
26961 | 2021-Q2 | TOWN OF OLD PERLICAN | TOWN OF OLD PERLICAN | Old Perlican | Newfoundland and Labrador | Municipal or another local authority | Municipal or another local authority | Continuous | Quarterly | Quarterly | 0 | 167.5 | 38851 | 91 | 47 | 25 | 22 | 39 | 25 | 14 |  |  | Approved
26961 | 2021-Q3 | TOWN OF OLD PERLICAN | TOWN OF OLD PERLICAN | Old Perlican | Newfoundland and Labrador | Municipal or another local authority | Municipal or another local authority | Continuous | Quarterly | Quarterly | 0 | 167.5 | 7685 | 92 | 63 | 25 | 38 | 27 | 25 | 2 |  |  | Approved
26961 | 2021-Q4 | TOWN OF OLD PERLICAN | TOWN OF OLD PERLICAN | Old Perlican | Newfoundland and Labrador | Municipal or another local authority | Municipal or another local authority | Continuous | Quarterly | Quarterly | 0 | 167.5 | 15435 | 92 | 158 | 25 | 133 | 77 | 25 | 52 |  |  | Approved
26961 | 2022-Q1 | TOWN OF OLD PERLICAN | TOWN OF OLD PERLICAN | Old Perlican | Newfoundland and Labrador | Municipal or another local authority | Municipal or another local authority | Continuous | Quarterly | Quarterly | 0 | 253.7 | 17300 | 90 | 122 | 25 | 97 | 100 | 25 | 75 |  |  | Approved
26961 | 2022-Q2 | TOWN OF OLD PERLICAN | TOWN OF OLD PERLICAN | Old Perlican | Newfoundland and Labrador | Municipal or another local authority | Municipal or another local authority | Continuous | Quarterly | Quarterly | 0 | 253.7 | 14860 | 91 | 92 | 25 | 67 | 127 | 25 | 102 |  |  | Approved
26961 | 2022-Q3 | TOWN OF OLD PERLICAN | TOWN OF OLD PERLICAN | Old Perlican | Newfoundland and Labrador | Municipal or another local authority | Municipal or another local authority | Continuous | Quarterly | Quarterly | 0 | 253.7 | 15699 | 92 | 117 | 25 | 92 | 316 | 25 | 291 |  |  | Approved
26961 | 2022-Q4 | TOWN OF OLD PERLICAN | TOWN OF OLD PERLICAN | Old Perlican | Newfoundland and Labrador | Municipal or another local authority | Municipal or another local authority | Continuous | Quarterly | Quarterly | 0 | 253.7 | 17636 | 92 | 148 | 25 | 123 | 336 | 25 | 311 |  |  | Approved
26961 | 2023-Q1 | TOWN OF OLD PERLICAN | TOWN OF OLD PERLICAN | Old Perlican | Newfoundland and Labrador | Municipal or another local authority | Municipal or another local authority | Continuous | Quarterly | Quarterly | 0 | 179.4 | 23004 | 90 | 85 | 25 | 60 | 58 | 25 | 33 |  |  | Approved
26961 | 2023-Q2 | TOWN OF OLD PERLICAN | TOWN OF OLD PERLICAN | Old Perlican | Newfoundland and Labrador | Municipal or another local authority | Municipal or another local authority | Continuous | Quarterly | Quarterly | 0 | 179.4 | 26228 | 91 | 67 | 25 | 42 | 60 | 25 | 35 |  |  | Approved
26961 | 2023-Q3 | TOWN OF OLD PERLICAN | TOWN OF OLD PERLICAN | Old Perlican | Newfoundland and Labrador | Municipal or another local authority | Municipal or another local authority | Continuous | Quarterly | Quarterly | 0 | 179.4 | 24140 | 92 | 127 | 25 | 102 | 69 | 25 | 44 |  |  | Approved
26961 | 2023-Q4 | TOWN OF OLD PERLICAN | TOWN OF OLD PERLICAN | Old Perlican | Newfoundland and Labrador | Municipal or another local authority | Municipal or another local authority | Continuous | Quarterly | Quarterly | 0 | 179.4 | 16535 | 92 | 156 | 25 | 131 | 63 | 25 | 38 |  |  | Approved
26961 | 2024-Q1 | TOWN OF OLD PERLICAN | TOWN OF OLD PERLICAN | Old Perlican | Newfoundland and Labrador | Municipal or another local authority | Municipal or another local authority | Continuous | Quarterly | Quarterly | 0 | 246.3 | 57311 | 91 | 97 | 25 | 72 | 72 | 25 | 47 |  |  | Approved
26961 | 2024-Q2 | TOWN OF OLD PERLICAN | TOWN OF OLD PERLICAN | Old Perlican | Newfoundland and Labrador | Municipal or another local authority | Municipal or another local authority | Continuous | Quarterly | Quarterly | 0 | 246.3 | 35521 | 91 | 94 | 25 | 69 | 89 | 25 | 64 |  |  | Approved
26961 | 2024-Q3 | TOWN OF OLD PERLICAN | TOWN OF OLD PERLICAN | Old Perlican | Newfoundland and Labrador | Municipal or another local authority | Municipal or another local authority | Continuous | Quarterly | Quarterly | 0 | 246.3 | 23172 | 92 | 137 | 25 | 112 | 177 | 25 | 152 |  |  | Approved
26961 | 2024-Q4 | TOWN OF OLD PERLICAN | TOWN OF OLD PERLICAN | Old Perlican | Newfoundland and Labrador | Municipal or another local authority | Municipal or another local authority | Continuous | Quarterly | Quarterly | 0 | 246.3 | 31723 | 92 | 72 | 25 | 47 | 103 | 25 | 78 |  |  | Approved
26993 | 2015-Q4 | Port au Choix | Eastern Point Outfall | Port au Choix | Newfoundland and Labrador | Municipal or another local authority | Municipal or another local authority | Continuous | Quarterly | Quarterly | 0 | 400 | 63200 | 83 | 161 | 25 | 136 | 56 | 25 | 31 |  |  | Approved
26993 | 2016-Q1 | Port au Choix | Eastern Point Outfall | Port au Choix | Newfoundland and Labrador | Municipal or another local authority | Municipal or another local authority | Continuous | Quarterly | Quarterly | 0 | 400 | 45747 | 91 | 66 | 25 | 41 | 45 | 25 | 20 |  |  | Approved
26993 | 2016-Q2 | Port au Choix | Eastern Point Outfall | Port au Choix | Newfoundland and Labrador | Municipal or another local authority | Municipal or another local authority | Continuous | Quarterly | Quarterly | 0 | 400 | 23616 | 91 | 42 | 25 | 17 | 51 | 25 | 26 |  |  | Approved
26993 | 2016-Q3 | Port au Choix | Eastern Point Outfall | Port au Choix | Newfoundland and Labrador | Municipal or another local authority | Municipal or another local authority | Continuous | Quarterly | Quarterly | 0 | 400 | 50013 | 92 | 12 | 25 | -13 | 20 | 25 | -5 |  |  | Approved
26993 | 2016-Q4 | Port au Choix | Eastern Point Outfall | Port au Choix | Newfoundland and Labrador | Municipal or another local authority | Municipal or another local authority | Continuous | Quarterly | Quarterly | 0 | 400 | 126561 | 92 | 36 | 25 | 11 | 31 | 25 | 6 |  |  | Approved
26993 | 2017-Q1 | Port au Choix | Eastern Point Outfall | Port au Choix | Newfoundland and Labrador | Municipal or another local authority | Municipal or another local authority | Continuous | Quarterly | Quarterly | 0 | 672 | 326252 | 90 | 26 | 25 | 1 | 17 | 25 | -8 |  |  | Approved
26993 | 2017-Q2 | Port au Choix | Eastern Point Outfall | Port au Choix | Newfoundland and Labrador | Municipal or another local authority | Municipal or another local authority | Continuous | Quarterly | Quarterly | 0 | 672 | 31486 | 91 | 22 | 25 | -3 | 45 | 25 | 20 |  |  | Approved
26993 | 2017-Q3 | Port au Choix | Eastern Point Outfall | Port au Choix | Newfoundland and Labrador | Municipal or another local authority | Municipal or another local authority | Continuous | Quarterly | Quarterly | 0 | 672 | 83193 | 92 | 33 | 25 | 8 | 48 | 25 | 23 |  |  | Approved
26993 | 2017-Q4 | Port au Choix | Eastern Point Outfall | Port au Choix | Newfoundland and Labrador | Municipal or another local authority | Municipal or another local authority | Continuous | Quarterly | Quarterly | 0 | 672 | 119274 | 92 | 37 | 25 | 12 | 56 | 25 | 31 |  |  | Approved
26993 | 2018-Q1 | Port au Choix | Eastern Point Outfall | Port au Choix | Newfoundland and Labrador | Municipal or another local authority | Municipal or another local authority | Continuous | Quarterly | Quarterly | 0 | 1534.8 | 169520 | 90 | 58 | 25 | 33 | 50 | 25 | 25 |  |  | Approved
26993 | 2018-Q2 | Port au Choix | Eastern Point Outfall | Port au Choix | Newfoundland and Labrador | Municipal or another local authority | Municipal or another local authority | Continuous | Quarterly | Quarterly | 0 | 1534.8 | 138237 | 91 | 106 | 25 | 81 | 136 | 25 | 111 |  |  | Approved
26993 | 2018-Q3 | Port au Choix | Eastern Point Outfall | Port au Choix | Newfoundland and Labrador | Municipal or another local authority | Municipal or another local authority | Continuous | Quarterly | Quarterly | 0 | 1534.8 | 138237 | 92 | 106 | 25 | 81 | 136 | 25 | 111 |  |  | Approved
26993 | 2018-Q4 | Port au Choix | Eastern Point Outfall | Port au Choix | Newfoundland and Labrador | Municipal or another local authority | Municipal or another local authority | Continuous | Quarterly | Quarterly | 0 | 1534.8 | 75424 | 92 | 88 | 25 | 63 | 102 | 25 | 77 |  |  | Approved
26993 | 2019-Q1 | Port au Choix | Eastern Point Outfall | Port au Choix | Newfoundland and Labrador | Municipal or another local authority | Municipal or another local authority | Continuous | Quarterly | Quarterly | 0 | 1428.5 | 146479 | 90 | 98 | 25 | 73 | 64 | 25 | 39 |  |  | Approved
26993 | 2019-Q2 | Port au Choix | Eastern Point Outfall | Port au Choix | Newfoundland and Labrador | Municipal or another local authority | Municipal or another local authority | Continuous | Quarterly | Quarterly | 0 | 1428.5 | 71921 | 91 | 73 | 25 | 48 | 96 | 25 | 71 |  |  | Approved
26993 | 2019-Q3 | Port au Choix | Eastern Point Outfall | Port au Choix | Newfoundland and Labrador | Municipal or another local authority | Municipal or another local authority | Continuous | Quarterly | Quarterly | 0 | 1428.5 | 39230 | 92 | 118 | 25 | 93 | 165 | 25 | 140 |  |  | Approved
26993 | 2019-Q4 | Port au Choix | Eastern Point Outfall | Port au Choix | Newfoundland and Labrador | Municipal or another local authority | Municipal or another local authority | Continuous | Quarterly | Quarterly | 0 | 1428.5 | 57949 | 92 | 105 | 25 | 80 | 70 | 25 | 45 |  |  | Approved
26993 | 2020-Q1 | Port au Choix | Eastern Point Outfall | Port au Choix | Newfoundland and Labrador | Municipal or another local authority | Municipal or another local authority | Continuous | Quarterly | Quarterly | 0 | 864.6 | 57876 | 91 | 97 | 25 | 72 | 72 | 25 | 47 |  |  | Approved
26993 | 2020-Q2 | Port au Choix | Eastern Point Outfall | Port au Choix | Newfoundland and Labrador | Municipal or another local authority | Municipal or another local authority | Continuous | Quarterly | Quarterly | 0 | 864.6 | 58058 | 91 | 67 | 25 | 42 | 66 | 25 | 41 |  |  | Approved
26993 | 2020-Q3 | Port au Choix | Eastern Point Outfall | Port au Choix | Newfoundland and Labrador | Municipal or another local authority | Municipal or another local authority | Continuous | Quarterly | Quarterly | 0 | 864.6 | 48218 | 92 | 97 | 25 | 72 | 138 | 25 | 113 |  |  | Approved
26993 | 2020-Q4 | Port au Choix | Eastern Point Outfall | Port au Choix | Newfoundland and Labrador | Municipal or another local authority | Municipal or another local authority | Continuous | Quarterly | Quarterly | 0 | 864.6 | 55294 | 92 | 80 | 25 | 55 | 102 | 25 | 77 |  |  | Approved
26993 | 2021-Q1 | Port au Choix | Eastern Point Outfall | Port au Choix | Newfoundland and Labrador | Municipal or another local authority | Municipal or another local authority | Continuous | Quarterly | Quarterly | 0 | 599.6 | 56112 | 90 | 106 | 25 | 81 | 76 | 25 | 51 |  |  | Approved
26993 | 2021-Q2 | Port au Choix | Eastern Point Outfall | Port au Choix | Newfoundland and Labrador | Municipal or another local authority | Municipal or another local authority | Continuous | Quarterly | Quarterly | 0 | 599.6 | 33035 | 91 | 125 | 25 | 100 | 155 | 25 | 130 |  |  | Approved
26993 | 2021-Q3 | Port au Choix | Eastern Point Outfall | Port au Choix | Newfoundland and Labrador | Municipal or another local authority | Municipal or another local authority | Continuous | Quarterly | Quarterly | 0 | 599.6 | 43594 | 92 | 152 | 25 | 127 | 130 | 25 | 105 |  |  | Approved
26993 | 2021-Q4 | Port au Choix | Eastern Point Outfall | Port au Choix | Newfoundland and Labrador | Municipal or another local authority | Municipal or another local authority | Continuous | Quarterly | Quarterly | 0 | 599.6 | 39470 | 92 | 101 | 25 | 76 | 53 | 25 | 28 |  |  | Approved
26993 | 2022-Q1 | Port au Choix | Eastern Point Outfall | Port au Choix | Newfoundland and Labrador | Municipal or another local authority | Municipal or another local authority | Continuous | Quarterly | Quarterly | 0 | 471.8 | 31275 | 90 | 122 | 25 | 97 | 113 | 25 | 88 |  |  | Approved
26993 | 2022-Q2 | Port au Choix | Eastern Point Outfall | Port au Choix | Newfoundland and Labrador | Municipal or another local authority | Municipal or another local authority | Continuous | Quarterly | Quarterly | 0 | 471.8 | 210144 | 91 | 86 | 25 | 61 | 58 | 25 | 33 |  |  | Approved
26993 | 2022-Q3 | Port au Choix | Eastern Point Outfall | Port au Choix | Newfoundland and Labrador | Municipal or another local authority | Municipal or another local authority | Continuous | Quarterly | Quarterly | 0 | 471.8 | 84345 | 92 | 125 | 25 | 100 | 117 | 25 | 92 |  |  | Approved
26993 | 2022-Q4 | Port au Choix | Eastern Point Outfall | Port au Choix | Newfoundland and Labrador | Municipal or another local authority | Municipal or another local authority | Continuous | Quarterly | Quarterly | 0 | 471.8 | 39246 | 92 | 120 | 25 | 95 | 121 | 25 | 96 |  |  | Approved
26993 | 2023-Q1 | Port au Choix | Eastern Point Outfall | Port au Choix | Newfoundland and Labrador | Municipal or another local authority | Municipal or another local authority | Continuous | Quarterly | Quarterly | 0 | 1000 | 136354 | 90 | 167 | 25 | 142 | 193 | 25 | 168 |  |  | Approved
26993 | 2023-Q2 | Port au Choix | Eastern Point Outfall | Port au Choix | Newfoundland and Labrador | Municipal or another local authority | Municipal or another local authority | Continuous | Quarterly | Quarterly | 0 | 1000 | 104634 | 91 | 80 | 25 | 55 | 85 | 25 | 60 |  |  | Approved
26993 | 2023-Q3 | Port au Choix | Eastern Point Outfall | Port au Choix | Newfoundland and Labrador | Municipal or another local authority | Municipal or another local authority | Continuous | Quarterly | Quarterly | 0 | 1000 | 88998 | 92 | 119 | 25 | 94 | 999 | 25 | 974 |  |  | Approved
26993 | 2023-Q4 | Port au Choix | Eastern Point Outfall | Port au Choix | Newfoundland and Labrador | Municipal or another local authority | Municipal or another local authority | Continuous | Quarterly | Quarterly | 0 | 1000 | 98631 | 92 | 124 | 25 | 99 | 79 | 25 | 54 |  |  | Approved
26993 | 2024-Q1 | Port au Choix | Eastern Point Outfall | Port au Choix | Newfoundland and Labrador | Municipal or another local authority | Municipal or another local authority | Continuous | Quarterly | Quarterly | 0 | 1174.3 | 138100 | 91 | 57 | 25 | 32 | 93 | 25 | 68 |  |  | Approved
26993 | 2024-Q2 | Port au Choix | Eastern Point Outfall | Port au Choix | Newfoundland and Labrador | Municipal or another local authority | Municipal or another local authority | Continuous | Quarterly | Quarterly | 0 | 1174.3 | 38645 | 91 | 166 | 25 | 141 | 144 | 25 | 119 |  |  | Approved
26993 | 2024-Q3 | Port au Choix | Eastern Point Outfall | Port au Choix | Newfoundland and Labrador | Municipal or another local authority | Municipal or another local authority | Continuous | Quarterly | Quarterly | 0 | 1174.3 | 43904 | 92 | 110 | 25 | 85 | 127 | 25 | 102 |  |  | Approved
26993 | 2024-Q4 | Port au Choix | Eastern Point Outfall | Port au Choix | Newfoundland and Labrador | Municipal or another local authority | Municipal or another local authority | Continuous | Quarterly | Quarterly | 0 | 1174.3 | 68939 | 92 | 165 | 25 | 140 | 130 | 25 | 105 |  |  | Approved
27036 | 2013-Q1 | Town of Cow Head | Waste Water System | Cow Head | Newfoundland and Labrador | Municipal or another local authority | Municipal or another local authority | Continuous | Quarterly | Quarterly | 0 | 100 |  | 90 | 0 | 0 | 0 | 0 | 0 | 0 |  |  | Approved
27036 | 2013-Q2 | Town of Cow Head | Waste Water System | Cow Head | Newfoundland and Labrador | Municipal or another local authority | Municipal or another local authority | Continuous | Quarterly | Quarterly | 0 | 100 |  | 91 | 0 | 0 | 0 | 0 | 0 | 0 |  |  | Approved
27036 | 2013-Q3 | Town of Cow Head | Waste Water System | Cow Head | Newfoundland and Labrador | Municipal or another local authority | Municipal or another local authority | Continuous | Quarterly | Quarterly | 0 | 100 |  | 92 | 0 | 0 | 0 | 0 | 0 | 0 |  |  | Approved
27036 | 2013-Q4 | Town of Cow Head | Waste Water System | Cow Head | Newfoundland and Labrador | Municipal or another local authority | Municipal or another local authority | Continuous | Quarterly | Quarterly | 0 | 100 |  | 92 | 0 | 0 | 0 | 0 | 0 | 0 |  |  | Approved
27036 | 2014-Q1 | Town of Cow Head | Waste Water System | Cow Head | Newfoundland and Labrador | Municipal or another local authority | Municipal or another local authority | Continuous | Quarterly | Quarterly | 0 | 100 |  | 90 | 0 | 0 | 0 | 0 | 0 | 0 |  |  | Approved
27036 | 2014-Q2 | Town of Cow Head | Waste Water System | Cow Head | Newfoundland and Labrador | Municipal or another local authority | Municipal or another local authority | Continuous | Quarterly | Quarterly | 0 | 100 |  | 91 | 0 | 0 | 0 | 0 | 0 | 0 |  |  | Approved
27036 | 2014-Q3 | Town of Cow Head | Waste Water System | Cow Head | Newfoundland and Labrador | Municipal or another local authority | Municipal or another local authority | Continuous | Quarterly | Quarterly | 0 | 100 |  | 92 | 0 | 0 | 0 | 0 | 0 | 0 |  |  | Approved
27036 | 2014-Q4 | Town of Cow Head | Waste Water System | Cow Head | Newfoundland and Labrador | Municipal or another local authority | Municipal or another local authority | Continuous | Quarterly | Quarterly | 0 | 100 |  | 92 | 0 | 0 | 0 | 0 | 0 | 0 |  |  | Approved
27036 | 2015-Q1 | Town of Cow Head | Waste Water System | Cow Head | Newfoundland and Labrador | Municipal or another local authority | Municipal or another local authority | Continuous | Quarterly | Quarterly | 0 | 1 |  | 90 | 0 | 25 | -25 | 0 | 25 | -25 |  |  | Approved
27036 | 2018-Q1 | Town of Cow Head | Waste Water System | Cow Head | Newfoundland and Labrador | Municipal or another local authority | Municipal or another local authority | Continuous | Quarterly | Quarterly | 0 | 1 | 11317 | 90 | 65 | 25 | 40 | 51 | 25 | 26 |  |  | Approved
27036 | 2018-Q2 | Town of Cow Head | Waste Water System | Cow Head | Newfoundland and Labrador | Municipal or another local authority | Municipal or another local authority | Continuous | Quarterly | Quarterly | 0 | 1 | 5129 | 91 | 77 | 25 | 52 | 222 | 25 | 197 |  |  | Approved
27036 | 2018-Q3 | Town of Cow Head | Waste Water System | Cow Head | Newfoundland and Labrador | Municipal or another local authority | Municipal or another local authority | Continuous | Quarterly | Quarterly | 0 | 1 | 11476 | 92 | 58 | 25 | 33 | 44 | 25 | 19 |  |  | Approved
27036 | 2018-Q4 | Town of Cow Head | Waste Water System | Cow Head | Newfoundland and Labrador | Municipal or another local authority | Municipal or another local authority | Continuous | Quarterly | Quarterly | 0 | 1 | 41138.9 | 92 | 101 | 25 | 76 | 56 | 25 | 31 |  |  | Approved
27036 | 2019-Q1 | Town of Cow Head | Waste Water System | Cow Head | Newfoundland and Labrador | Municipal or another local authority | Municipal or another local authority | Continuous | Quarterly | Quarterly | 0 | 189.2 | 17049 | 90 | 68 | 25 | 43 | 43 | 25 | 18 |  |  | Approved
27036 | 2019-Q2 | Town of Cow Head | Waste Water System | Cow Head | Newfoundland and Labrador | Municipal or another local authority | Municipal or another local authority | Continuous | Quarterly | Quarterly | 0 | 189.2 | 22209 | 91 | 55 | 25 | 30 | 48 | 25 | 23 |  |  | Approved
27036 | 2019-Q3 | Town of Cow Head | Waste Water System | Cow Head | Newfoundland and Labrador | Municipal or another local authority | Municipal or another local authority | Continuous | Quarterly | Quarterly | 0 | 189.2 | 41398 | 92 | 229 | 25 | 204 | 229 | 25 | 204 |  |  | Approved
27036 | 2019-Q4 | Town of Cow Head | Waste Water System | Cow Head | Newfoundland and Labrador | Municipal or another local authority | Municipal or another local authority | Continuous | Quarterly | Quarterly | 0 | 189.2 | 50421 | 92 | 86 | 25 | 61 | 125 | 25 | 100 |  |  | Approved
27036 | 2020-Q1 | Town of Cow Head | Waste Water System | Cow Head | Newfoundland and Labrador | Municipal or another local authority | Municipal or another local authority | Continuous | Quarterly | Quarterly | 0 | 359.1 | 24479 | 91 | 129 | 25 | 104 | 135 | 25 | 110 |  |  | Approved
27036 | 2020-Q2 | Town of Cow Head | Waste Water System | Cow Head | Newfoundland and Labrador | Municipal or another local authority | Municipal or another local authority | Continuous | Quarterly | Quarterly | 0 | 359.1 | 49595 | 91 | 72 | 25 | 47 | 73 | 25 | 48 |  |  | Approved
27036 | 2020-Q3 | Town of Cow Head | Waste Water System | Cow Head | Newfoundland and Labrador | Municipal or another local authority | Municipal or another local authority | Continuous | Quarterly | Quarterly | 0 | 359.1 | 39330 | 92 | 67 | 25 | 42 | 53 | 25 | 28 |  |  | Approved
27036 | 2020-Q4 | Town of Cow Head | Waste Water System | Cow Head | Newfoundland and Labrador | Municipal or another local authority | Municipal or another local authority | Continuous | Quarterly | Quarterly | 0 | 359.1 | 35729 | 92 | 62 | 25 | 37 | 38 | 25 | 13 |  |  | Approved
27036 | 2021-Q1 | Town of Cow Head | Waste Water System | Cow Head | Newfoundland and Labrador | Municipal or another local authority | Municipal or another local authority | Continuous | Quarterly | Quarterly | 0 | 407.5 | 27746 | 90 | 53 | 25 | 28 | 31 | 25 | 6 |  |  | Approved
27036 | 2021-Q2 | Town of Cow Head | Waste Water System | Cow Head | Newfoundland and Labrador | Municipal or another local authority | Municipal or another local authority | Continuous | Quarterly | Quarterly | 0 | 407.5 | 29083 | 91 | 76 | 25 | 51 | 44 | 25 | 19 |  |  | Approved
27036 | 2021-Q3 | Town of Cow Head | Waste Water System | Cow Head | Newfoundland and Labrador | Municipal or another local authority | Municipal or another local authority | Continuous | Quarterly | Quarterly | 0 | 407.5 | 46050 | 92 | 119 | 25 | 94 | 71 | 25 | 46 |  |  | Approved
27036 | 2021-Q4 | Town of Cow Head | Waste Water System | Cow Head | Newfoundland and Labrador | Municipal or another local authority | Municipal or another local authority | Continuous | Quarterly | Quarterly | 0 | 407.5 | 59946 | 92 | 45 | 25 | 20 | 33 | 25 | 8 |  |  | Approved
27036 | 2022-Q1 | Town of Cow Head | Waste Water System | Cow Head | Newfoundland and Labrador | Municipal or another local authority | Municipal or another local authority | Continuous | Quarterly | Quarterly | 0 | 446.1 | 76639 | 90 | 51 | 25 | 26 | 28 | 25 | 3 |  |  | Approved
27036 | 2022-Q2 | Town of Cow Head | Waste Water System | Cow Head | Newfoundland and Labrador | Municipal or another local authority | Municipal or another local authority | Continuous | Quarterly | Quarterly | 0 | 446.1 | 42895 | 91 | 85 | 25 | 60 | 58 | 25 | 33 |  |  | Approved
27036 | 2022-Q3 | Town of Cow Head | Waste Water System | Cow Head | Newfoundland and Labrador | Municipal or another local authority | Municipal or another local authority | Continuous | Quarterly | Quarterly | 0 | 446.1 | 6483 | 92 | 100 | 25 | 75 | 80 | 25 | 55 |  |  | Approved
27036 | 2022-Q4 | Town of Cow Head | Waste Water System | Cow Head | Newfoundland and Labrador | Municipal or another local authority | Municipal or another local authority | Continuous | Quarterly | Quarterly | 0 | 446.1 | 15076 | 92 | 83 | 25 | 58 | 60 | 25 | 35 |  |  | Approved
27036 | 2023-Q1 | Town of Cow Head | Waste Water System | Cow Head | Newfoundland and Labrador | Municipal or another local authority | Municipal or another local authority | Continuous | Quarterly | Quarterly | 0 | 386.6 | 13774 | 90 | 49 | 25 | 24 | 42 | 25 | 17 |  |  | Approved
27036 | 2023-Q2 | Town of Cow Head | Waste Water System | Cow Head | Newfoundland and Labrador | Municipal or another local authority | Municipal or another local authority | Continuous | Quarterly | Quarterly | 0 | 386.6 | 21064 | 91 | 43 | 25 | 18 | 38 | 25 | 13 |  |  | Approved
27036 | 2023-Q3 | Town of Cow Head | Waste Water System | Cow Head | Newfoundland and Labrador | Municipal or another local authority | Municipal or another local authority | Continuous | Quarterly | Quarterly | 0 | 386.6 | 14805 | 92 | 177 | 25 | 152 | 255 | 25 | 230 |  |  | Approved
27036 | 2023-Q4 | Town of Cow Head | Waste Water System | Cow Head | Newfoundland and Labrador | Municipal or another local authority | Municipal or another local authority | Continuous | Quarterly | Quarterly | 0 | 386.6 | 13901 | 92 | 59 | 25 | 34 | 32 | 25 | 7 |  |  | Approved
27036 | 2024-Q1 | Town of Cow Head | Waste Water System | Cow Head | Newfoundland and Labrador | Municipal or another local authority | Municipal or another local authority | Continuous | Quarterly | Quarterly | 0 | 174.1 | 12997 | 91 | 61 | 25 | 36 | 60 | 25 | 35 |  |  | Approved
27036 | 2024-Q2 | Town of Cow Head | Waste Water System | Cow Head | Newfoundland and Labrador | Municipal or another local authority | Municipal or another local authority | Continuous | Quarterly | Quarterly | 0 | 174.1 | 11179 | 91 | 93 | 25 | 68 | 117 | 25 | 92 |  |  | Approved
27036 | 2024-Q3 | Town of Cow Head | Waste Water System | Cow Head | Newfoundland and Labrador | Municipal or another local authority | Municipal or another local authority | Continuous | Quarterly | Quarterly | 0 | 174.1 | 6906 | 92 | 92 | 25 | 67 | 118 | 25 | 93 |  |  | Approved
27036 | 2024-Q4 | Town of Cow Head | Waste Water System | Cow Head | Newfoundland and Labrador | Municipal or another local authority | Municipal or another local authority | Continuous | Quarterly | Quarterly | 0 | 174.1 | 14488 | 92 | 60 | 25 | 35 | 102 | 25 | 77 |  |  | Approved
27044 | 2015-Q4 | Town of Baie Verte | Baie Verte wastewater system | Baie Verte | Newfoundland and Labrador | Municipal or another local authority | Municipal or another local authority | Continuous | Quarterly | Quarterly | 0 | 106 | 16712 | 81 | 48 | 25 | 23 | 49 | 25 | 24 |  |  | Approved
27105 | 2014-Q4 | Town of Cupids | Town of Cupids | Cupids | Newfoundland and Labrador | Municipal or another local authority | Municipal or another local authority | Continuous | Quarterly | Quarterly | 0 | 300 | 5582 | 21 | 67 | 0 | 0 | 85 | 0 | 0 |  |  | Approved
27105 | 2015-Q1 | Town of Cupids | Town of Cupids | Cupids | Newfoundland and Labrador | Municipal or another local authority | Municipal or another local authority | Continuous | Quarterly | Quarterly | 0 | 300 | 29665 | 90 | 9 | 25 | -16 | 6 | 25 | -19 |  |  | Approved
27105 | 2015-Q2 | Town of Cupids | Town of Cupids | Cupids | Newfoundland and Labrador | Municipal or another local authority | Municipal or another local authority | Continuous | Quarterly | Quarterly | 0 | 300 | 32313 | 91 | 116 | 25 | 91 | 64 | 25 | 39 |  |  | Approved
27105 | 2015-Q3 | Town of Cupids | Town of Cupids | Cupids | Newfoundland and Labrador | Municipal or another local authority | Municipal or another local authority | Continuous | Quarterly | Quarterly | 0 | 300 | 26100 | 92 | 154 | 25 | 129 | 122 | 25 | 97 |  |  | Approved
27105 | 2015-Q4 | Town of Cupids | Town of Cupids | Cupids | Newfoundland and Labrador | Municipal or another local authority | Municipal or another local authority | Continuous | Quarterly | Quarterly | 0 | 300 | 28964 | 92 | 70 | 25 | 45 | 27 | 25 | 2 |  |  | Approved
27105 | 2016-Q1 | Town of Cupids | Town of Cupids | Cupids | Newfoundland and Labrador | Municipal or another local authority | Municipal or another local authority | Continuous | Quarterly | Quarterly | 0 | 320.7 | 46611 | 91 | 16 | 25 | -9 | 10 | 25 | -15 |  |  | Approved
27105 | 2016-Q2 | Town of Cupids | Town of Cupids | Cupids | Newfoundland and Labrador | Municipal or another local authority | Municipal or another local authority | Continuous | Quarterly | Quarterly | 0 | 320.7 | 49149 | 91 | 244 | 25 | 219 | 101 | 25 | 76 |  |  | Approved
27105 | 2016-Q3 | Town of Cupids | Town of Cupids | Cupids | Newfoundland and Labrador | Municipal or another local authority | Municipal or another local authority | Continuous | Quarterly | Quarterly | 0 | 320.7 | 39895 | 92 | 19 | 25 | -6 | 35 | 25 | 10 |  |  | Approved
27105 | 2016-Q4 | Town of Cupids | Town of Cupids | Cupids | Newfoundland and Labrador | Municipal or another local authority | Municipal or another local authority | Continuous | Quarterly | Quarterly | 0 | 320.7 | 39086 | 92 | 7 | 25 | -18 | 41 | 25 | 16 |  |  | Approved
27105 | 2017-Q1 | Town of Cupids | Town of Cupids | Cupids | Newfoundland and Labrador | Municipal or another local authority | Municipal or another local authority | Continuous | Quarterly | Quarterly | 0 | 477.4 | 43690 | 90 | 36 | 25 | 11 | 30 | 25 | 5 |  |  | Approved
27105 | 2017-Q2 | Town of Cupids | Town of Cupids | Cupids | Newfoundland and Labrador | Municipal or another local authority | Municipal or another local authority | Continuous | Quarterly | Quarterly | 0 | 477.4 | 31381 | 91 | 28 | 25 | 3 | 56 | 25 | 31 |  |  | Approved
27105 | 2017-Q3 | Town of Cupids | Town of Cupids | Cupids | Newfoundland and Labrador | Municipal or another local authority | Municipal or another local authority | Continuous | Quarterly | Quarterly | 0 | 477.4 | 9955 | 92 | 14 | 25 | -11 | 23 | 25 | -2 |  |  | Approved
27105 | 2017-Q4 | Town of Cupids | Town of Cupids | Cupids | Newfoundland and Labrador | Municipal or another local authority | Municipal or another local authority | Continuous | Quarterly | Quarterly | 0 | 477.4 | 18007 | 92 | 27 | 25 | 2 | 29 | 25 | 4 |  |  | Approved
27105 | 2018-Q1 | Town of Cupids | Town of Cupids | Cupids | Newfoundland and Labrador | Municipal or another local authority | Municipal or another local authority | Continuous | Quarterly | Quarterly | 0 | 282.3 | 34472 | 90 | 31 | 25 | 6 | 22 | 25 | -3 |  |  | Approved
27105 | 2018-Q2 | Town of Cupids | Town of Cupids | Cupids | Newfoundland and Labrador | Municipal or another local authority | Municipal or another local authority | Continuous | Quarterly | Quarterly | 0 | 282.3 | 31934 | 91 | 41 | 25 | 16 | 41 | 25 | 16 |  |  | Approved
27105 | 2018-Q3 | Town of Cupids | Town of Cupids | Cupids | Newfoundland and Labrador | Municipal or another local authority | Municipal or another local authority | Continuous | Quarterly | Quarterly | 0 | 282.3 | 28476 | 92 | 41 | 25 | 16 | 33 | 25 | 8 |  |  | Approved
27105 | 2018-Q4 | Town of Cupids | Town of Cupids | Cupids | Newfoundland and Labrador | Municipal or another local authority | Municipal or another local authority | Continuous | Quarterly | Quarterly | 0 | 282.3 | 56305 | 92 | 44 | 25 | 19 | 153 | 25 | 128 |  |  | Approved
27105 | 2019-Q1 | Town of Cupids | Town of Cupids | Cupids | Newfoundland and Labrador | Municipal or another local authority | Municipal or another local authority | Continuous | Quarterly | Quarterly | 0 | 414.2 | 44484 | 90 | 51 | 25 | 26 | 30 | 25 | 5 |  |  | Approved
27105 | 2019-Q2 | Town of Cupids | Town of Cupids | Cupids | Newfoundland and Labrador | Municipal or another local authority | Municipal or another local authority | Continuous | Quarterly | Quarterly | 0 | 414.2 | 28365 | 91 | 71 | 25 | 46 | 69 | 25 | 44 |  |  | Approved
27105 | 2019-Q3 | Town of Cupids | Town of Cupids | Cupids | Newfoundland and Labrador | Municipal or another local authority | Municipal or another local authority | Continuous | Quarterly | Quarterly | 0 | 414.2 | 27432 | 92 | 41 | 25 | 16 | 44 | 25 | 19 |  |  | Approved
27105 | 2019-Q4 | Town of Cupids | Town of Cupids | Cupids | Newfoundland and Labrador | Municipal or another local authority | Municipal or another local authority | Continuous | Quarterly | Quarterly | 0 | 414.2 | 14502 | 92 | 34 | 25 | 9 | 37 | 25 | 12 |  |  | Approved
27105 | 2020-Q1 | Town of Cupids | Town of Cupids | Cupids | Newfoundland and Labrador | Municipal or another local authority | Municipal or another local authority | Continuous | Quarterly | Quarterly | 0 | 314.5 | 14378 | 91 | 36 | 25 | 11 | 29 | 25 | 4 |  |  | Approved
27105 | 2020-Q2 | Town of Cupids | Town of Cupids | Cupids | Newfoundland and Labrador | Municipal or another local authority | Municipal or another local authority | Continuous | Quarterly | Quarterly | 0 | 314.5 | 28483 | 91 | 100 | 25 | 75 | 59 | 25 | 34 |  |  | Approved
27105 | 2020-Q3 | Town of Cupids | Town of Cupids | Cupids | Newfoundland and Labrador | Municipal or another local authority | Municipal or another local authority | Continuous | Quarterly | Quarterly | 0 | 314.5 | 13521 | 92 | 98 | 25 | 73 | 68 | 25 | 43 |  |  | Approved
27105 | 2020-Q4 | Town of Cupids | Town of Cupids | Cupids | Newfoundland and Labrador | Municipal or another local authority | Municipal or another local authority | Continuous | Quarterly | Quarterly | 0 | 314.5 | 25029 | 92 | 73 | 25 | 48 | 113 | 25 | 88 |  |  | Approved
27105 | 2021-Q1 | Town of Cupids | Town of Cupids | Cupids | Newfoundland and Labrador | Municipal or another local authority | Municipal or another local authority | Continuous | Quarterly | Quarterly | 0 | 222.4 | 42264 | 90 | 81 | 25 | 56 | 116 | 25 | 91 |  |  | Approved
27105 | 2021-Q2 | Town of Cupids | Town of Cupids | Cupids | Newfoundland and Labrador | Municipal or another local authority | Municipal or another local authority | Continuous | Quarterly | Quarterly | 0 | 222.4 | 38169 | 91 | 54 | 25 | 29 | 40 | 25 | 15 |  |  | Approved
27105 | 2021-Q3 | Town of Cupids | Town of Cupids | Cupids | Newfoundland and Labrador | Municipal or another local authority | Municipal or another local authority | Continuous | Quarterly | Quarterly | 0 | 222.4 | 42108 | 92 | 68 | 25 | 43 | 72 | 25 | 47 |  |  | Approved
27105 | 2021-Q4 | Town of Cupids | Town of Cupids | Cupids | Newfoundland and Labrador | Municipal or another local authority | Municipal or another local authority | Continuous | Quarterly | Quarterly | 0 | 222.4 | 50317 | 92 | 37 | 25 | 12 | 20 | 25 | -5 |  |  | Approved
27105 | 2022-Q1 | Town of Cupids | Town of Cupids | Cupids | Newfoundland and Labrador | Municipal or another local authority | Municipal or another local authority | Continuous | Quarterly | Quarterly | 0 | 473.6 | 55584 | 90 | 60 | 25 | 35 | 41 | 25 | 16 |  |  | Approved
27105 | 2022-Q2 | Town of Cupids | Town of Cupids | Cupids | Newfoundland and Labrador | Municipal or another local authority | Municipal or another local authority | Continuous | Quarterly | Quarterly | 0 | 473.6 | 33624 | 91 | 104 | 25 | 79 | 79 | 25 | 54 |  |  | Approved
27105 | 2022-Q3 | Town of Cupids | Town of Cupids | Cupids | Newfoundland and Labrador | Municipal or another local authority | Municipal or another local authority | Continuous | Quarterly | Quarterly | 0 | 473.6 | 66329 | 92 | 72 | 25 | 47 | 52 | 25 | 27 |  |  | Approved
27105 | 2022-Q4 | Town of Cupids | Town of Cupids | Cupids | Newfoundland and Labrador | Municipal or another local authority | Municipal or another local authority | Continuous | Quarterly | Quarterly | 0 | 473.6 | 40558 | 92 | 56 | 25 | 31 | 40 | 25 | 15 |  |  | Approved
27105 | 2023-Q1 | Town of Cupids | Town of Cupids | Cupids | Newfoundland and Labrador | Municipal or another local authority | Municipal or another local authority | Continuous | Quarterly | Quarterly | 0 | 537.2 | 107876 | 90 | 65 | 25 | 40 | 45 | 25 | 20 |  |  | Approved
27105 | 2023-Q2 | Town of Cupids | Town of Cupids | Cupids | Newfoundland and Labrador | Municipal or another local authority | Municipal or another local authority | Continuous | Quarterly | Quarterly | 0 | 537.2 | 29102 | 91 | 43 | 25 | 18 | 38 | 25 | 13 |  |  | Approved
27105 | 2023-Q3 | Town of Cupids | Town of Cupids | Cupids | Newfoundland and Labrador | Municipal or another local authority | Municipal or another local authority | Continuous | Quarterly | Quarterly | 0 | 537.2 | 30175 | 92 | 34 | 25 | 9 | 42 | 25 | 17 |  |  | Approved
27105 | 2023-Q4 | Town of Cupids | Town of Cupids | Cupids | Newfoundland and Labrador | Municipal or another local authority | Municipal or another local authority | Continuous | Quarterly | Quarterly | 0 | 537.2 | 39187 | 92 | 30 | 25 | 5 | 26 | 25 | 1 |  |  | Approved
27105 | 2024-Q1 | Town of Cupids | Town of Cupids | Cupids | Newfoundland and Labrador | Municipal or another local authority | Municipal or another local authority | Continuous | Quarterly | Quarterly | 0 | 565.3 | 53030 | 91 | 42 | 25 | 17 | 37 | 25 | 12 |  |  | Approved
27105 | 2024-Q2 | Town of Cupids | Town of Cupids | Cupids | Newfoundland and Labrador | Municipal or another local authority | Municipal or another local authority | Continuous | Quarterly | Quarterly | 0 | 565.3 | 63678 | 91 | 22 | 25 | -3 | 16 | 25 | -9 |  |  | Approved
27105 | 2024-Q3 | Town of Cupids | Town of Cupids | Cupids | Newfoundland and Labrador | Municipal or another local authority | Municipal or another local authority | Continuous | Quarterly | Quarterly | 0 | 565.3 | 10782 | 92 | 32 | 25 | 7 | 46 | 25 | 21 |  |  | Approved
27105 | 2024-Q4 | Town of Cupids | Town of Cupids | Cupids | Newfoundland and Labrador | Municipal or another local authority | Municipal or another local authority | Continuous | Quarterly | Quarterly | 0 | 565.3 | 25665 | 92 | 58 | 25 | 33 | 68 | 25 | 43 |  |  | Approved
27305 | 2015-Q4 | Town of Baie Verte | Budgel's Lane | Baie Verte | Newfoundland and Labrador | Municipal or another local authority | Municipal or another local authority | Continuous | Quarterly | Quarterly | 0 | 100 | 22145 | 81 | 82 | 25 | 57 | 680 | 25 | 655 |  |  | Approved
27382 | 2015-Q4 | Town of Cox's Cove | Main Street Outfall | Cox's Cove | Newfoundland and Labrador | Municipal or another local authority | Municipal or another local authority | Continuous | Quarterly | Quarterly | 0 | 190.4 | 17955 | 82 | 137 | 25 | 112 | 547 | 25 | 522 |  |  | Approved
27382 | 2016-Q1 | Town of Cox's Cove | Main Street Outfall | Cox's Cove | Newfoundland and Labrador | Municipal or another local authority | Municipal or another local authority | Continuous | Quarterly | Quarterly | 0 | 190.4 | 22702 | 91 | 64 | 25 | 39 | 55 | 25 | 30 |  |  | Approved
27382 | 2016-Q2 | Town of Cox's Cove | Main Street Outfall | Cox's Cove | Newfoundland and Labrador | Municipal or another local authority | Municipal or another local authority | Continuous | Quarterly | Quarterly | 0 | 190.4 | 26406 | 91 | 2 | 25 | -23 | 36 | 25 | 11 |  |  | Approved
27382 | 2016-Q3 | Town of Cox's Cove | Main Street Outfall | Cox's Cove | Newfoundland and Labrador | Municipal or another local authority | Municipal or another local authority | Continuous | Quarterly | Quarterly | 0 | 190.4 | 17156 | 92 | 2 | 25 | -23 | 36 | 25 | 11 |  |  | Approved
27382 | 2016-Q4 | Town of Cox's Cove | Main Street Outfall | Cox's Cove | Newfoundland and Labrador | Municipal or another local authority | Municipal or another local authority | Continuous | Quarterly | Quarterly | 0 | 190.4 | 19780 | 92 | 23 | 25 | -2 | 18 | 25 | -7 |  |  | Approved
27382 | 2017-Q1 | Town of Cox's Cove | Main Street Outfall | Cox's Cove | Newfoundland and Labrador | Municipal or another local authority | Municipal or another local authority | Continuous | Quarterly | Quarterly | 0 | 235.1 | 17984 | 90 | 21 | 25 | -4 | 14 | 25 | -11 |  |  | Approved
27382 | 2017-Q2 | Town of Cox's Cove | Main Street Outfall | Cox's Cove | Newfoundland and Labrador | Municipal or another local authority | Municipal or another local authority | Continuous | Quarterly | Quarterly | 0 | 235.1 | 16364 | 91 | 37 | 25 | 12 | 41 | 25 | 16 |  |  | Approved
27382 | 2017-Q3 | Town of Cox's Cove | Main Street Outfall | Cox's Cove | Newfoundland and Labrador | Municipal or another local authority | Municipal or another local authority | Continuous | Quarterly | Quarterly | 0 | 235.1 | 35155 | 92 | 33 | 25 | 8 | 38 | 25 | 13 |  |  | Approved
27382 | 2017-Q4 | Town of Cox's Cove | Main Street Outfall | Cox's Cove | Newfoundland and Labrador | Municipal or another local authority | Municipal or another local authority | Continuous | Quarterly | Quarterly | 0 | 235.1 | 43175 | 92 | 36 | 25 | 11 | 41 | 25 | 16 |  |  | Approved
27382 | 2018-Q1 | Town of Cox's Cove | Main Street Outfall | Cox's Cove | Newfoundland and Labrador | Municipal or another local authority | Municipal or another local authority | Continuous | Quarterly | Quarterly | 0 | 308.7 | 21035 | 90 | 61 | 25 | 36 | 63 | 25 | 38 |  |  | Approved
27382 | 2018-Q2 | Town of Cox's Cove | Main Street Outfall | Cox's Cove | Newfoundland and Labrador | Municipal or another local authority | Municipal or another local authority | Continuous | Quarterly | Quarterly | 0 | 308.7 | 54155 | 91 | 90 | 25 | 65 | 409 | 25 | 384 |  |  | Approved
27382 | 2018-Q3 | Town of Cox's Cove | Main Street Outfall | Cox's Cove | Newfoundland and Labrador | Municipal or another local authority | Municipal or another local authority | Continuous | Quarterly | Quarterly | 0 | 308.7 | 87342 | 92 | 141 | 25 | 116 | 114 | 25 | 89 |  |  | Approved
27382 | 2018-Q4 | Town of Cox's Cove | Main Street Outfall | Cox's Cove | Newfoundland and Labrador | Municipal or another local authority | Municipal or another local authority | Continuous | Quarterly | Quarterly | 0 | 308.7 | 85236.8 | 92 | 56 | 25 | 31 | 59 | 25 | 34 |  |  | Approved
27382 | 2019-Q1 | Town of Cox's Cove | Main Street Outfall | Cox's Cove | Newfoundland and Labrador | Municipal or another local authority | Municipal or another local authority | Continuous | Quarterly | Quarterly | 0 | 678.8 | 47200 | 90 | 79 | 25 | 54 | 315 | 25 | 290 |  |  | Approved
27382 | 2019-Q2 | Town of Cox's Cove | Main Street Outfall | Cox's Cove | Newfoundland and Labrador | Municipal or another local authority | Municipal or another local authority | Continuous | Quarterly | Quarterly | 0 | 678.8 | 19992 | 91 | 46 | 25 | 21 | 51 | 25 | 26 |  |  | Approved
27382 | 2019-Q3 | Town of Cox's Cove | Main Street Outfall | Cox's Cove | Newfoundland and Labrador | Municipal or another local authority | Municipal or another local authority | Continuous | Quarterly | Quarterly | 0 | 678.8 | 21272 | 92 | 133 | 25 | 108 | 126 | 25 | 101 |  |  | Approved
27382 | 2019-Q4 | Town of Cox's Cove | Main Street Outfall | Cox's Cove | Newfoundland and Labrador | Municipal or another local authority | Municipal or another local authority | Continuous | Quarterly | Quarterly | 0 | 678.8 | 33783 | 92 | 54 | 25 | 29 | 55 | 25 | 30 |  |  | Approved
27382 | 2020-Q1 | Town of Cox's Cove | Main Street Outfall | Cox's Cove | Newfoundland and Labrador | Municipal or another local authority | Municipal or another local authority | Continuous | Quarterly | Quarterly | 0 | 334.9 | 26390 | 91 | 139 | 25 | 114 | 120 | 25 | 95 |  |  | Approved
27382 | 2020-Q2 | Town of Cox's Cove | Main Street Outfall | Cox's Cove | Newfoundland and Labrador | Municipal or another local authority | Municipal or another local authority | Continuous | Quarterly | Quarterly | 0 | 334.9 | 43498 | 91 | 88 | 25 | 63 | 97 | 25 | 72 |  |  | Approved
27382 | 2020-Q3 | Town of Cox's Cove | Main Street Outfall | Cox's Cove | Newfoundland and Labrador | Municipal or another local authority | Municipal or another local authority | Continuous | Quarterly | Quarterly | 0 | 334.9 | 50249 | 92 | 143 | 25 | 118 | 55 | 25 | 30 |  |  | Approved
27382 | 2020-Q4 | Town of Cox's Cove | Main Street Outfall | Cox's Cove | Newfoundland and Labrador | Municipal or another local authority | Municipal or another local authority | Continuous | Quarterly | Quarterly | 0 | 334.9 | 65555 | 92 | 87 | 25 | 62 | 78 | 25 | 53 |  |  | Approved
27382 | 2021-Q1 | Town of Cox's Cove | Main Street Outfall | Cox's Cove | Newfoundland and Labrador | Municipal or another local authority | Municipal or another local authority | Continuous | Quarterly | Quarterly | 0 | 507.4 | 67698 | 90 | 151 | 25 | 126 | 212 | 25 | 187 |  |  | Approved
27382 | 2021-Q2 | Town of Cox's Cove | Main Street Outfall | Cox's Cove | Newfoundland and Labrador | Municipal or another local authority | Municipal or another local authority | Continuous | Quarterly | Quarterly | 0 | 507.4 | 38402 | 91 | 43 | 25 | 18 | 101 | 25 | 76 |  |  | Approved
27382 | 2021-Q3 | Town of Cox's Cove | Main Street Outfall | Cox's Cove | Newfoundland and Labrador | Municipal or another local authority | Municipal or another local authority | Continuous | Quarterly | Quarterly | 0 | 507.4 | 42648 | 92 | 137 | 25 | 112 | 213 | 25 | 188 |  |  | Approved
27382 | 2021-Q4 | Town of Cox's Cove | Main Street Outfall | Cox's Cove | Newfoundland and Labrador | Municipal or another local authority | Municipal or another local authority | Continuous | Quarterly | Quarterly | 0 | 507.4 | 79313 | 92 | 107 | 25 | 82 | 82 | 25 | 57 |  |  | Approved
27382 | 2022-Q1 | Town of Cox's Cove | Main Street Outfall | Cox's Cove | Newfoundland and Labrador | Municipal or another local authority | Municipal or another local authority | Continuous | Quarterly | Quarterly | 0 | 624.8 | 74481 | 90 | 97 | 25 | 72 | 67 | 25 | 42 |  |  | Approved
27382 | 2022-Q2 | Town of Cox's Cove | Main Street Outfall | Cox's Cove | Newfoundland and Labrador | Municipal or another local authority | Municipal or another local authority | Continuous | Quarterly | Quarterly | 0 | 624.8 | 40950 | 91 | 187 | 25 | 162 | 169 | 25 | 144 |  |  | Approved
27382 | 2022-Q3 | Town of Cox's Cove | Main Street Outfall | Cox's Cove | Newfoundland and Labrador | Municipal or another local authority | Municipal or another local authority | Continuous | Quarterly | Quarterly | 0 | 624.8 | 46448 | 92 | 138 | 25 | 113 | 174 | 25 | 149 |  |  | Approved
27382 | 2022-Q4 | Town of Cox's Cove | Main Street Outfall | Cox's Cove | Newfoundland and Labrador | Municipal or another local authority | Municipal or another local authority | Continuous | Quarterly | Quarterly | 0 | 624.8 | 40696 | 92 | 107 | 25 | 82 | 95 | 25 | 70 |  |  | Approved
27382 | 2023-Q1 | Town of Cox's Cove | Main Street Outfall | Cox's Cove | Newfoundland and Labrador | Municipal or another local authority | Municipal or another local authority | Continuous | Quarterly | Quarterly | 0 | 555 | 47889 | 90 | 109 | 25 | 84 | 168 | 25 | 143 |  |  | Approved
27382 | 2023-Q2 | Town of Cox's Cove | Main Street Outfall | Cox's Cove | Newfoundland and Labrador | Municipal or another local authority | Municipal or another local authority | Continuous | Quarterly | Quarterly | 0 | 555 | 40401 | 91 | 73 | 25 | 48 | 108 | 25 | 83 |  |  | Approved
27382 | 2023-Q3 | Town of Cox's Cove | Main Street Outfall | Cox's Cove | Newfoundland and Labrador | Municipal or another local authority | Municipal or another local authority | Continuous | Quarterly | Quarterly | 0 | 555 | 37795 | 92 | 97 | 25 | 72 | 71 | 25 | 46 |  |  | Approved
27382 | 2023-Q4 | Town of Cox's Cove | Main Street Outfall | Cox's Cove | Newfoundland and Labrador | Municipal or another local authority | Municipal or another local authority | Continuous | Quarterly | Quarterly | 0 | 555 | 47301 | 92 | 112 | 25 | 87 | 67 | 25 | 42 |  |  | Approved
27382 | 2024-annuel/annual | Town of Cox's Cove | Main Street Outfall | Cox's Cove | Newfoundland and Labrador | Municipal or another local authority | Municipal or another local authority | Continuous | Annually | Annually | 0 | 475 | 97862 | 366 | 84 | 40 | 44 | 87 | 42 | 45 |  |  | Approved
27946 | 2013-Q1 | Town of Happy Valley-Goose Bay | Wastewater Treatment Plant | Happy Valley-Goose Bay | Newfoundland and Labrador | Municipal or another local authority | Municipal or another local authority | Continuous | Quarterly | Quarterly | 0 | 2574.5 | 2574.5 | 90 | 0 | 0 | 0 | 0 | 0 | 0 |  |  | Approved
27946 | 2013-Q2 | Town of Happy Valley-Goose Bay | Wastewater Treatment Plant | Happy Valley-Goose Bay | Newfoundland and Labrador | Municipal or another local authority | Municipal or another local authority | Continuous | Quarterly | Quarterly | 0 | 2574.5 | 2574.5 | 90 | 0 | 0 | 0 | 0 | 0 | 0 |  |  | Approved
27946 | 2013-Q3 | Town of Happy Valley-Goose Bay | Wastewater Treatment Plant | Happy Valley-Goose Bay | Newfoundland and Labrador | Municipal or another local authority | Municipal or another local authority | Continuous | Quarterly | Quarterly | 0 | 2574.5 | 2574.5 | 90 | 0 | 0 | 0 | 0 | 0 | 0 |  |  | Approved
27946 | 2013-Q4 | Town of Happy Valley-Goose Bay | Wastewater Treatment Plant | Happy Valley-Goose Bay | Newfoundland and Labrador | Municipal or another local authority | Municipal or another local authority | Continuous | Quarterly | Quarterly | 0 | 2574.5 | 2574.5 | 90 | 0 | 0 | 0 | 0 | 0 | 0 |  |  | Approved
27946 | 2014-Q1 | Town of Happy Valley-Goose Bay | Wastewater Treatment Plant | Happy Valley-Goose Bay | Newfoundland and Labrador | Municipal or another local authority | Municipal or another local authority | Continuous | Quarterly | Quarterly | 0 | 2574.5 | 7723.4 | 90 | 0 | 0 | 0 | 0 | 0 | 0 |  |  | Approved
27946 | 2014-Q2 | Town of Happy Valley-Goose Bay | Wastewater Treatment Plant | Happy Valley-Goose Bay | Newfoundland and Labrador | Municipal or another local authority | Municipal or another local authority | Continuous | Quarterly | Quarterly | 0 | 2574.5 | 7723.4 | 90 | 0 | 0 | 0 | 0 | 0 | 0 |  |  | Approved
27946 | 2014-Q3 | Town of Happy Valley-Goose Bay | Wastewater Treatment Plant | Happy Valley-Goose Bay | Newfoundland and Labrador | Municipal or another local authority | Municipal or another local authority | Continuous | Quarterly | Quarterly | 0 | 2574.5 | 7723.4 | 90 | 0 | 0 | 0 | 0 | 0 | 0 |  |  | Approved
27946 | 2014-Q4 | Town of Happy Valley-Goose Bay | Wastewater Treatment Plant | Happy Valley-Goose Bay | Newfoundland and Labrador | Municipal or another local authority | Municipal or another local authority | Continuous | Quarterly | Quarterly | 0 | 2574.5 | 2574.5 | 90 | 0 | 0 | 0 | 0 | 0 | 0 |  |  | Approved
27947 | 2013-annuel/annual | Town of Deer Lake | Wastewater System | Deer Lake | Newfoundland and Labrador | Municipal or another local authority | Municipal or another local authority | Continuous | Annually | Annually | 0 | 2400 | 876000 | 365 | 0 | 0 | 0 | 0 | 0 | 0 |  |  | Approved
27947 | 2014-annuel/annual | Town of Deer Lake | Wastewater System | Deer Lake | Newfoundland and Labrador | Municipal or another local authority | Municipal or another local authority | Continuous | Annually | Annually | 0 | 2400 | 876000 | 365 | 0 | 0 | 0 | 0 | 0 | 0 |  |  | Approved
27947 | 2015-annuel/annual | Town of Deer Lake | Wastewater System | Deer Lake | Newfoundland and Labrador | Municipal or another local authority | Municipal or another local authority | Continuous | Annually | Annually | 0 | 2400 | 90907 | 21 | 66 | 25 | 41 | 49 | 25 | 24 |  |  | Approved
27947 | 2016-annuel/annual | Town of Deer Lake | Wastewater System | Deer Lake | Newfoundland and Labrador | Municipal or another local authority | Municipal or another local authority | Continuous | Annually | Annually | 0 | 249.1 | 1683069 | 365 | 43 | 25 | 18 | 55 | 25 | 30 |  |  | Approved
27947 | 2017-Q1 | Town of Deer Lake | Wastewater System | Deer Lake | Newfoundland and Labrador | Municipal or another local authority | Municipal or another local authority | Continuous | Quarterly | Quarterly | 0 | 4598.5 | 367787 | 90 | 16 | 25 | -9 | 17 | 25 | -8 |  |  | Approved
27947 | 2017-Q2 | Town of Deer Lake | Wastewater System | Deer Lake | Newfoundland and Labrador | Municipal or another local authority | Municipal or another local authority | Continuous | Quarterly | Quarterly | 0 | 4598.5 | 995992 | 91 | 45 | 25 | 20 | 145 | 25 | 120 |  |  | Approved
27947 | 2017-Q3 | Town of Deer Lake | Wastewater System | Deer Lake | Newfoundland and Labrador | Municipal or another local authority | Municipal or another local authority | Continuous | Quarterly | Quarterly | 0 | 4598.5 | 2085573 | 92 | 6.5 | 25 | -18.5 | 7 | 25 | -18 |  |  | Approved
27947 | 2017-Q4 | Town of Deer Lake | Wastewater System | Deer Lake | Newfoundland and Labrador | Municipal or another local authority | Municipal or another local authority | Continuous | Quarterly | Quarterly | 0 | 4598.5 | 422309 | 92 | 9.4 | 25 | -15.6 | 11.2 | 25 | -13.8 |  |  | Approved
27947 | 2018-Q1 | Town of Deer Lake | Wastewater System | Deer Lake | Newfoundland and Labrador | Municipal or another local authority | Municipal or another local authority | Continuous | Quarterly | Quarterly | 0 | 10607.3 | 367450 | 90 | 25 | 25 | 0 | 13 | 25 | -12 |  |  | Approved
27947 | 2018-Q2 | Town of Deer Lake | Wastewater System | Deer Lake | Newfoundland and Labrador | Municipal or another local authority | Municipal or another local authority | Continuous | Quarterly | Quarterly | 0 | 10607.3 | 331308 | 91 | 10 | 25 | -15 | 12 | 25 | -13 |  |  | Approved
27947 | 2018-Q3 | Town of Deer Lake | Wastewater System | Deer Lake | Newfoundland and Labrador | Municipal or another local authority | Municipal or another local authority | Continuous | Quarterly | Quarterly | 0 | 10607.3 | 257525 | 92 | 13 | 25 | -12 | 7 | 25 | -18 |  |  | Approved
27947 | 2018-Q4 | Town of Deer Lake | Wastewater System | Deer Lake | Newfoundland and Labrador | Municipal or another local authority | Municipal or another local authority | Continuous | Quarterly | Quarterly | 0 | 10607.3 | 372182 | 92 | 7 | 25 | -18 | 10 | 25 | -15 |  |  | Approved
27947 | 2019-Q1 | Town of Deer Lake | Wastewater System | Deer Lake | Newfoundland and Labrador | Municipal or another local authority | Municipal or another local authority | Continuous | Quarterly | Quarterly | 0 | 3639.6 | 357979 | 90 | 33 | 25 | 8 | 15 | 25 | -10 |  |  | Approved
27947 | 2019-Q2 | Town of Deer Lake | Wastewater System | Deer Lake | Newfoundland and Labrador | Municipal or another local authority | Municipal or another local authority | Continuous | Quarterly | Quarterly | 0 | 3639.6 | 308009 | 91 | 7 | 25 | -18 | 7 | 25 | -18 |  |  | Approved
27947 | 2019-Q3 | Town of Deer Lake | Wastewater System | Deer Lake | Newfoundland and Labrador | Municipal or another local authority | Municipal or another local authority | Continuous | Quarterly | Quarterly | 0 | 3639.6 | 259193 | 92 | 11 | 25 | -14 | 12 | 25 | -13 |  |  | Approved
27947 | 2019-Q4 | Town of Deer Lake | Wastewater System | Deer Lake | Newfoundland and Labrador | Municipal or another local authority | Municipal or another local authority | Continuous | Quarterly | Quarterly | 0 | 3639.6 | 339243 | 92 | 29 | 25 | 4 | 31 | 25 | 6 |  |  | Approved
27947 | 2020-Q1 | Town of Deer Lake | Wastewater System | Deer Lake | Newfoundland and Labrador | Municipal or another local authority | Municipal or another local authority | Continuous | Quarterly | Quarterly | 0 | 3464.2 | 353626 | 91 | 19 | 25 | -6 | 18 | 25 | -7 |  |  | Approved
27947 | 2020-Q2 | Town of Deer Lake | Wastewater System | Deer Lake | Newfoundland and Labrador | Municipal or another local authority | Municipal or another local authority | Continuous | Quarterly | Quarterly | 0 | 3464.2 | 349349 | 91 | 40 | 25 | 15 | 36 | 25 | 11 |  |  | Approved
27947 | 2020-Q3 | Town of Deer Lake | Wastewater System | Deer Lake | Newfoundland and Labrador | Municipal or another local authority | Municipal or another local authority | Continuous | Quarterly | Quarterly | 0 | 3464.2 | 178204 | 92 | 22 | 25 | -3 | 10 | 25 | -15 |  |  | Approved
27947 | 2020-Q4 | Town of Deer Lake | Wastewater System | Deer Lake | Newfoundland and Labrador | Municipal or another local authority | Municipal or another local authority | Continuous | Quarterly | Quarterly | 0 | 3464.2 | 281158 | 92 | 34 | 25 | 9 | 9 | 25 | -16 |  |  | Approved
27947 | 2021-Q1 | Town of Deer Lake | Wastewater System | Deer Lake | Newfoundland and Labrador | Municipal or another local authority | Municipal or another local authority | Continuous | Quarterly | Quarterly | 0 | 3175.8 | 338688 | 90 | 34 | 25 | 9 | 15 | 25 | -10 |  |  | Approved
27947 | 2021-Q2 | Town of Deer Lake | Wastewater System | Deer Lake | Newfoundland and Labrador | Municipal or another local authority | Municipal or another local authority | Continuous | Quarterly | Quarterly | 0 | 3175.8 | 281650 | 91 | 24 | 25 | -1 | 20 | 25 | -5 |  |  | Approved
27947 | 2021-Q3 | Town of Deer Lake | Wastewater System | Deer Lake | Newfoundland and Labrador | Municipal or another local authority | Municipal or another local authority | Continuous | Quarterly | Quarterly | 0 | 3175.8 | 231446 | 92 | 21 | 25 | -4 | 9 | 25 | -16 |  |  | Approved
27947 | 2021-Q4 | Town of Deer Lake | Wastewater System | Deer Lake | Newfoundland and Labrador | Municipal or another local authority | Municipal or another local authority | Continuous | Quarterly | Quarterly | 0 | 3175.8 | 305403 | 92 | 19 | 25 | -6 | 10 | 25 | -15 |  |  | Approved
27947 | 2022-Q1 | Town of Deer Lake | Wastewater System | Deer Lake | Newfoundland and Labrador | Municipal or another local authority | Municipal or another local authority | Continuous | Quarterly | Quarterly | 0 | 3170.4 | 378915 | 90 | 24 | 25 | -1 | 13 | 25 | -12 |  |  | Approved
27947 | 2022-Q2 | Town of Deer Lake | Wastewater System | Deer Lake | Newfoundland and Labrador | Municipal or another local authority | Municipal or another local authority | Continuous | Quarterly | Quarterly | 0 | 3170.4 | 294394 | 91 | 33 | 25 | 8 | 25 | 25 | 0 |  |  | Approved
27947 | 2022-Q3 | Town of Deer Lake | Wastewater System | Deer Lake | Newfoundland and Labrador | Municipal or another local authority | Municipal or another local authority | Continuous | Quarterly | Quarterly | 0 | 3170.4 | 189706 | 92 | 22 | 25 | -3 | 11 | 25 | -14 |  |  | Approved
27947 | 2022-Q4 | Town of Deer Lake | Wastewater System | Deer Lake | Newfoundland and Labrador | Municipal or another local authority | Municipal or another local authority | Continuous | Quarterly | Quarterly | 0 | 3170.4 | 213435 | 92 | 26 | 25 | 1 | 8 | 25 | -17 |  |  | Approved
27947 | 2023-Q1 | Town of Deer Lake | Wastewater System | Deer Lake | Newfoundland and Labrador | Municipal or another local authority | Municipal or another local authority | Continuous | Quarterly | Quarterly | 0 | 2949.2 | 346871 | 90 | 18 | 25 | -7 | 17 | 25 | -8 |  |  | Approved
27947 | 2023-Q2 | Town of Deer Lake | Wastewater System | Deer Lake | Newfoundland and Labrador | Municipal or another local authority | Municipal or another local authority | Continuous | Quarterly | Quarterly | 0 | 2949.2 | 284786 | 91 | 17 | 25 | -8 | 16 | 25 | -9 |  |  | Approved
27947 | 2023-Q3 | Town of Deer Lake | Wastewater System | Deer Lake | Newfoundland and Labrador | Municipal or another local authority | Municipal or another local authority | Continuous | Quarterly | Quarterly | 0 | 2949.2 | 245207 | 92 | 12 | 25 | -13 | 18 | 25 | -7 |  |  | Approved
27947 | 2023-Q4 | Town of Deer Lake | Wastewater System | Deer Lake | Newfoundland and Labrador | Municipal or another local authority | Municipal or another local authority | Continuous | Quarterly | Quarterly | 0 | 2949.2 | 314495 | 92 | 14.7 | 25 | -10.3 | 12.3 | 25 | -12.7 |  |  | Approved
27947 | 2024-Q1 | Town of Deer Lake | Wastewater System | Deer Lake | Newfoundland and Labrador | Municipal or another local authority | Municipal or another local authority | Continuous | Quarterly | Quarterly | 0 | 3264 | 323696 | 91 | 20.8 | 25 | -4.2 | 24.3 | 25 | -0.7 |  |  | Approved
27947 | 2024-Q2 | Town of Deer Lake | Wastewater System | Deer Lake | Newfoundland and Labrador | Municipal or another local authority | Municipal or another local authority | Continuous | Quarterly | Quarterly | 0 | 3264 | 167003 | 91 | 21 | 25 | -4 | 24 | 25 | -1 |  |  | Approved
27947 | 2024-Q3 | Town of Deer Lake | Wastewater System | Deer Lake | Newfoundland and Labrador | Municipal or another local authority | Municipal or another local authority | Continuous | Quarterly | Quarterly | 0 | 3264 | 86015 | 92 | 20.8 | 25 | -4.2 | 24.3 | 25 | -0.7 |  |  | Approved
27947 | 2024-Q4 | Town of Deer Lake | Wastewater System | Deer Lake | Newfoundland and Labrador | Municipal or another local authority | Municipal or another local authority | Continuous | Quarterly | Quarterly | 0 | 3264 | 128464 | 92 | 11.4 | 25 | -13.6 | 10.7 | 25 | -14.3 |  |  | Approved
27989 | 2015-Q2 | Town of Clarenville | Cormack | Clarenville | Newfoundland and Labrador | Municipal or another local authority | Municipal or another local authority | Continuous | Quarterly | Quarterly | 0 | 1000 | 24177 | 53 | 34 | 25 | 9 | 51 | 25 | 26 |  |  | Approved
27989 | 2015-Q3 | Town of Clarenville | Cormack | Clarenville | Newfoundland and Labrador | Municipal or another local authority | Municipal or another local authority | Continuous | Quarterly | Quarterly | 0 | 1000 | 72826 | 92 | 101 | 25 | 76 | 84 | 25 | 59 |  |  | Approved
27989 | 2015-Q4 | Town of Clarenville | Cormack | Clarenville | Newfoundland and Labrador | Municipal or another local authority | Municipal or another local authority | Continuous | Quarterly | Quarterly | 0 | 1000 | 99750 | 92 | 67 | 25 | 42 | 30 | 25 | 5 |  |  | Approved
27989 | 2016-Q1 | Town of Clarenville | Cormack | Clarenville | Newfoundland and Labrador | Municipal or another local authority | Municipal or another local authority | Continuous | Quarterly | Quarterly | 0 | 1000 | 111382 | 91 | 7 | 25 | -18 | 11 | 25 | -14 |  |  | Approved
27989 | 2016-Q2 | Town of Clarenville | Cormack | Clarenville | Newfoundland and Labrador | Municipal or another local authority | Municipal or another local authority | Continuous | Quarterly | Quarterly | 0 | 1000 | 105755 | 91 | 328 | 25 | 303 | 145 | 25 | 120 |  |  | Approved
27989 | 2016-Q3 | Town of Clarenville | Cormack | Clarenville | Newfoundland and Labrador | Municipal or another local authority | Municipal or another local authority | Continuous | Quarterly | Quarterly | 0 | 1000 | 56373 | 92 | 56 | 25 | 31 | 94 | 25 | 69 |  |  | Approved
27989 | 2016-Q4 | Town of Clarenville | Cormack | Clarenville | Newfoundland and Labrador | Municipal or another local authority | Municipal or another local authority | Continuous | Quarterly | Quarterly | 0 | 1000 | 132186 | 92 | 11 | 25 | -14 | 36 | 25 | 11 |  |  | Approved
27989 | 2017-Q1 | Town of Clarenville | Cormack | Clarenville | Newfoundland and Labrador | Municipal or another local authority | Municipal or another local authority | Continuous | Quarterly | Quarterly | 0 | 1108.5 | 57950 | 90 | 40 | 25 | 15 | 24 | 25 | -1 |  |  | Approved
27989 | 2017-Q2 | Town of Clarenville | Cormack | Clarenville | Newfoundland and Labrador | Municipal or another local authority | Municipal or another local authority | Continuous | Quarterly | Quarterly | 0 | 1108.5 | 101545 | 91 | 28 | 25 | 3 | 25 | 25 | 0 |  |  | Approved
27989 | 2017-Q3 | Town of Clarenville | Cormack | Clarenville | Newfoundland and Labrador | Municipal or another local authority | Municipal or another local authority | Continuous | Quarterly | Quarterly | 0 | 1108.5 | 109698 | 92 | 34 | 25 | 9 | 45 | 25 | 20 |  |  | Approved
27989 | 2017-Q4 | Town of Clarenville | Cormack | Clarenville | Newfoundland and Labrador | Municipal or another local authority | Municipal or another local authority | Continuous | Quarterly | Quarterly | 0 | 1108.5 | 115818 | 92 | 18 | 25 | -7 | 31 | 25 | 6 |  |  | Approved
27989 | 2018-Q1 | Town of Clarenville | Cormack | Clarenville | Newfoundland and Labrador | Municipal or another local authority | Municipal or another local authority | Continuous | Quarterly | Quarterly | 0 | 1054.8 | 108464 | 90 | 57 | 25 | 32 | 107 | 25 | 82 |  |  | Approved
27989 | 2018-Q2 | Town of Clarenville | Cormack | Clarenville | Newfoundland and Labrador | Municipal or another local authority | Municipal or another local authority | Continuous | Quarterly | Quarterly | 0 | 1054.8 | 81772 | 91 | 162 | 25 | 137 | 110 | 25 | 85 |  |  | Approved
27989 | 2018-Q3 | Town of Clarenville | Cormack | Clarenville | Newfoundland and Labrador | Municipal or another local authority | Municipal or another local authority | Continuous | Quarterly | Quarterly | 0 | 1054.8 | 67273 | 92 | 227 | 25 | 202 | 173 | 25 | 148 |  |  | Approved
27989 | 2018-Q4 | Town of Clarenville | Cormack | Clarenville | Newfoundland and Labrador | Municipal or another local authority | Municipal or another local authority | Continuous | Quarterly | Quarterly | 0 | 1054.8 | 124097.1 | 92 | 146 | 25 | 121 | 133 | 25 | 108 |  |  | Approved
27989 | 2019-Q1 | Town of Clarenville | Cormack | Clarenville | Newfoundland and Labrador | Municipal or another local authority | Municipal or another local authority | Continuous | Quarterly | Quarterly | 0 | 1045.5 | 123456 | 90 | 146 | 25 | 121 | 103 | 25 | 78 |  |  | Approved
27989 | 2019-Q2 | Town of Clarenville | Cormack | Clarenville | Newfoundland and Labrador | Municipal or another local authority | Municipal or another local authority | Continuous | Quarterly | Quarterly | 0 | 1045.5 | 140761 | 90 | 108 | 25 | 83 | 71 | 25 | 46 |  |  | Approved
27989 | 2019-Q3 | Town of Clarenville | Cormack | Clarenville | Newfoundland and Labrador | Municipal or another local authority | Municipal or another local authority | Continuous | Quarterly | Quarterly | 0 | 1045.5 | 122822 | 92 | 154 | 25 | 129 | 197 | 25 | 172 |  |  | Approved
27989 | 2019-Q4 | Town of Clarenville | Cormack | Clarenville | Newfoundland and Labrador | Municipal or another local authority | Municipal or another local authority | Continuous | Quarterly | Quarterly | 0 | 1045.5 | 30978 | 92 | 128 | 25 | 103 | 172 | 25 | 147 |  |  | Approved
27989 | 2020-Q1 | Town of Clarenville | Cormack | Clarenville | Newfoundland and Labrador | Municipal or another local authority | Municipal or another local authority | Continuous | Quarterly | Quarterly | 0 | 1145.3 | 43498 | 91 | 132 | 25 | 107 | 119 | 25 | 94 |  |  | Approved
27989 | 2020-Q2 | Town of Clarenville | Cormack | Clarenville | Newfoundland and Labrador | Municipal or another local authority | Municipal or another local authority | Continuous | Quarterly | Quarterly | 0 | 1145.3 | 69797 | 91 | 96 | 25 | 71 | 67 | 25 | 42 |  |  | Approved
27989 | 2020-Q3 | Town of Clarenville | Cormack | Clarenville | Newfoundland and Labrador | Municipal or another local authority | Municipal or another local authority | Continuous | Quarterly | Quarterly | 0 | 1145.3 | 66561 | 92 | 168 | 25 | 143 | 79 | 25 | 54 |  |  | Approved
27989 | 2020-Q4 | Town of Clarenville | Cormack | Clarenville | Newfoundland and Labrador | Municipal or another local authority | Municipal or another local authority | Continuous | Quarterly | Quarterly | 0 | 1145.3 | 110667 | 92 | 82 | 25 | 57 | 53 | 25 | 28 |  |  | Approved
27989 | 2021-Q1 | Town of Clarenville | Cormack | Clarenville | Newfoundland and Labrador | Municipal or another local authority | Municipal or another local authority | Continuous | Quarterly | Quarterly | 0 | 793.8 | 70461 | 90 | 170 | 25 | 145 | 133 | 25 | 108 |  |  | Approved
27989 | 2021-Q2 | Town of Clarenville | Cormack | Clarenville | Newfoundland and Labrador | Municipal or another local authority | Municipal or another local authority | Continuous | Quarterly | Quarterly | 0 | 793.8 | 60853 | 91 | 138 | 25 | 113 | 109 | 25 | 84 |  |  | Approved
27989 | 2021-Q3 | Town of Clarenville | Cormack | Clarenville | Newfoundland and Labrador | Municipal or another local authority | Municipal or another local authority | Continuous | Quarterly | Quarterly | 0 | 793.8 | 147400 | 92 | 228 | 25 | 203 | 248 | 25 | 223 |  |  | Approved
27989 | 2021-Q4 | Town of Clarenville | Cormack | Clarenville | Newfoundland and Labrador | Municipal or another local authority | Municipal or another local authority | Continuous | Quarterly | Quarterly | 0 | 793.8 | 176152 | 92 | 146 | 25 | 121 | 111 | 25 | 86 |  |  | Approved
27989 | 2022-Q1 | Town of Clarenville | Cormack | Clarenville | Newfoundland and Labrador | Municipal or another local authority | Municipal or another local authority | Continuous | Quarterly | Quarterly | 0 | 1246.2 | 189598 | 90 | 171 | 25 | 146 | 144 | 25 | 119 |  |  | Approved
27989 | 2022-Q2 | Town of Clarenville | Cormack | Clarenville | Newfoundland and Labrador | Municipal or another local authority | Municipal or another local authority | Continuous | Quarterly | Quarterly | 0 | 1246.2 | 57195 | 91 | 126 | 25 | 101 | 104 | 25 | 79 |  |  | Approved
27989 | 2022-Q3 | Town of Clarenville | Cormack | Clarenville | Newfoundland and Labrador | Municipal or another local authority | Municipal or another local authority | Continuous | Quarterly | Quarterly | 0 | 1246.2 | 57035 | 92 | 170 | 25 | 145 | 183 | 25 | 158 |  |  | Approved
27989 | 2022-Q4 | Town of Clarenville | Cormack | Clarenville | Newfoundland and Labrador | Municipal or another local authority | Municipal or another local authority | Continuous | Quarterly | Quarterly | 0 | 1246.2 | 56247 | 92 | 135 | 25 | 110 | 77 | 25 | 52 |  |  | Approved
27989 | 2023-Q1 | Town of Clarenville | Cormack | Clarenville | Newfoundland and Labrador | Municipal or another local authority | Municipal or another local authority | Continuous | Quarterly | Quarterly | 0 | 986.5 | 101711 | 90 | 170 | 25 | 145 | 249 | 25 | 224 |  |  | Approved
27989 | 2023-Q2 | Town of Clarenville | Cormack | Clarenville | Newfoundland and Labrador | Municipal or another local authority | Municipal or another local authority | Continuous | Quarterly | Quarterly | 0 | 986.5 | 93618 | 91 | 152 | 25 | 127 | 86 | 25 | 61 |  |  | Approved
27989 | 2023-Q3 | Town of Clarenville | Cormack | Clarenville | Newfoundland and Labrador | Municipal or another local authority | Municipal or another local authority | Continuous | Quarterly | Quarterly | 0 | 986.5 | 79312 | 92 | 197 | 25 | 172 | 188 | 25 | 163 |  |  | Approved
27989 | 2023-Q4 | Town of Clarenville | Cormack | Clarenville | Newfoundland and Labrador | Municipal or another local authority | Municipal or another local authority | Continuous | Quarterly | Quarterly | 0 | 986.5 | 104263 | 92 | 116 | 25 | 91 | 112 | 25 | 87 |  |  | Approved
27989 | 2024-Q1 | Town of Clarenville | Cormack | Clarenville | Newfoundland and Labrador | Municipal or another local authority | Municipal or another local authority | Continuous | Quarterly | Quarterly | 0 | 1038.1 | 107898 | 91 | 163 | 25 | 138 | 180 | 25 | 155 |  |  | Approved
27989 | 2024-Q2 | Town of Clarenville | Cormack | Clarenville | Newfoundland and Labrador | Municipal or another local authority | Municipal or another local authority | Continuous | Quarterly | Quarterly | 0 | 1038.1 | 64753 | 91 | 126 | 25 | 101 | 177 | 25 | 152 |  |  | Approved
27989 | 2024-Q3 | Town of Clarenville | Cormack | Clarenville | Newfoundland and Labrador | Municipal or another local authority | Municipal or another local authority | Continuous | Quarterly | Quarterly | 0 | 1038.1 | 54017 | 92 | 188 | 25 | 163 | 159 | 25 | 134 |  |  | Approved
27989 | 2024-Q4 | Town of Clarenville | Cormack | Clarenville | Newfoundland and Labrador | Municipal or another local authority | Municipal or another local authority | Continuous | Quarterly | Quarterly | 0 | 1038.1 | 220634 | 92 | 86 | 25 | 61 | 64 | 25 | 39 |  |  | Approved
27990 | 2015-Q2 | Town of Clarenville | Brook Cove | Clarenville | Newfoundland and Labrador | Municipal or another local authority | Municipal or another local authority | Continuous | Quarterly | Quarterly | 0 | 1000 | 90471 | 53 | 27 | 25 | 2 | 33 | 25 | 8 |  |  | Approved
27990 | 2015-Q3 | Town of Clarenville | Brook Cove | Clarenville | Newfoundland and Labrador | Municipal or another local authority | Municipal or another local authority | Continuous | Quarterly | Quarterly | 0 | 1000 | 115761 | 92 | 93 | 25 | 68 | 85 | 25 | 60 |  |  | Approved
27990 | 2015-Q4 | Town of Clarenville | Brook Cove | Clarenville | Newfoundland and Labrador | Municipal or another local authority | Municipal or another local authority | Continuous | Quarterly | Quarterly | 0 | 1000 | 213893 | 92 | 103 | 25 | 78 | 360 | 25 | 335 |  |  | Approved
27990 | 2016-Q1 | Town of Clarenville | Brook Cove | Clarenville | Newfoundland and Labrador | Municipal or another local authority | Municipal or another local authority | Continuous | Quarterly | Quarterly | 0 | 1000 | 216769 | 91 | 8 | 25 | -17 | 9 | 25 | -16 |  |  | Approved
27990 | 2016-Q2 | Town of Clarenville | Brook Cove | Clarenville | Newfoundland and Labrador | Municipal or another local authority | Municipal or another local authority | Continuous | Quarterly | Quarterly | 0 | 1000 | 144513 | 91 | 340 | 25 | 315 | 155 | 25 | 130 |  |  | Approved
27990 | 2016-Q3 | Town of Clarenville | Brook Cove | Clarenville | Newfoundland and Labrador | Municipal or another local authority | Municipal or another local authority | Continuous | Quarterly | Quarterly | 0 | 1000 | 135107 | 92 | 59 | 25 | 34 | 64 | 25 | 39 |  |  | Approved
27990 | 2016-Q4 | Town of Clarenville | Brook Cove | Clarenville | Newfoundland and Labrador | Municipal or another local authority | Municipal or another local authority | Continuous | Quarterly | Quarterly | 0 | 1000 | 136896 | 92 | 4 | 25 | -21 | 27 | 25 | 2 |  |  | Approved
27990 | 2017-Q1 | Town of Clarenville | Brook Cove | Clarenville | Newfoundland and Labrador | Municipal or another local authority | Municipal or another local authority | Continuous | Quarterly | Quarterly | 0 | 1730.3 | 32310 | 90 | 28 | 25 | 3 | 30 | 25 | 5 |  |  | Approved
27990 | 2017-Q2 | Town of Clarenville | Brook Cove | Clarenville | Newfoundland and Labrador | Municipal or another local authority | Municipal or another local authority | Continuous | Quarterly | Quarterly | 0 | 1730.3 | 72254 | 91 | 31 | 25 | 6 | 55 | 25 | 30 |  |  | Approved
27990 | 2017-Q3 | Town of Clarenville | Brook Cove | Clarenville | Newfoundland and Labrador | Municipal or another local authority | Municipal or another local authority | Continuous | Quarterly | Quarterly | 0 | 1730.3 | 117693 | 92 | 17 | 25 | -8 | 46 | 25 | 21 |  |  | Approved
27990 | 2017-Q4 | Town of Clarenville | Brook Cove | Clarenville | Newfoundland and Labrador | Municipal or another local authority | Municipal or another local authority | Continuous | Quarterly | Quarterly | 0 | 1730.3 | 136443 | 92 | 30 | 25 | 5 | 36 | 25 | 11 |  |  | Approved
27990 | 2018-Q1 | Town of Clarenville | Brook Cove | Clarenville | Newfoundland and Labrador | Municipal or another local authority | Municipal or another local authority | Continuous | Quarterly | Quarterly | 0 | 982.7 | 198142 | 90 | 58 | 25 | 33 | 58 | 25 | 33 |  |  | Approved
27990 | 2018-Q2 | Town of Clarenville | Brook Cove | Clarenville | Newfoundland and Labrador | Municipal or another local authority | Municipal or another local authority | Continuous | Quarterly | Quarterly | 0 | 982.7 | 200780 | 91 | 192 | 25 | 167 | 160 | 25 | 135 |  |  | Approved
27990 | 2018-Q3 | Town of Clarenville | Brook Cove | Clarenville | Newfoundland and Labrador | Municipal or another local authority | Municipal or another local authority | Continuous | Quarterly | Quarterly | 0 | 982.7 | 127901 | 92 | 205 | 25 | 180 | 179 | 25 | 154 |  |  | Approved
27990 | 2018-Q4 | Town of Clarenville | Brook Cove | Clarenville | Newfoundland and Labrador | Municipal or another local authority | Municipal or another local authority | Continuous | Quarterly | Quarterly | 0 | 982.7 | 112167.1 | 92 | 189 | 25 | 164 | 184 | 25 | 159 |  |  | Approved
27990 | 2019-Q1 | Town of Clarenville | Brook Cove | Clarenville | Newfoundland and Labrador | Municipal or another local authority | Municipal or another local authority | Continuous | Quarterly | Quarterly | 0 | 1750.7 | 84595 | 90 | 194 | 25 | 169 | 231 | 25 | 206 |  |  | Approved
27990 | 2019-Q2 | Town of Clarenville | Brook Cove | Clarenville | Newfoundland and Labrador | Municipal or another local authority | Municipal or another local authority | Continuous | Quarterly | Quarterly | 0 | 1750.7 | 175752 | 91 | 223 | 25 | 198 | 171 | 25 | 146 |  |  | Approved
27990 | 2019-Q3 | Town of Clarenville | Brook Cove | Clarenville | Newfoundland and Labrador | Municipal or another local authority | Municipal or another local authority | Continuous | Quarterly | Quarterly | 0 | 1750.7 | 137323 | 92 | 152 | 25 | 127 | 126 | 25 | 101 |  |  | Approved
27990 | 2019-Q4 | Town of Clarenville | Brook Cove | Clarenville | Newfoundland and Labrador | Municipal or another local authority | Municipal or another local authority | Continuous | Quarterly | Quarterly | 0 | 1750.7 | 181987 | 92 | 200 | 25 | 175 | 223 | 25 | 198 |  |  | Approved
27990 | 2020-Q1 | Town of Clarenville | Brook Cove | Clarenville | Newfoundland and Labrador | Municipal or another local authority | Municipal or another local authority | Continuous | Quarterly | Quarterly | 0 | 1588.1 | 190463 | 91 | 207 | 25 | 182 | 598 | 25 | 573 |  |  | Approved
27990 | 2020-Q2 | Town of Clarenville | Brook Cove | Clarenville | Newfoundland and Labrador | Municipal or another local authority | Municipal or another local authority | Continuous | Quarterly | Quarterly | 0 | 1588.1 | 336336 | 91 | 172 | 25 | 147 | 128 | 25 | 103 |  |  | Approved
27990 | 2020-Q3 | Town of Clarenville | Brook Cove | Clarenville | Newfoundland and Labrador | Municipal or another local authority | Municipal or another local authority | Continuous | Quarterly | Quarterly | 0 | 1588.1 | 178826 | 92 | 153 | 25 | 128 | 119 | 25 | 94 |  |  | Approved
27990 | 2020-Q4 | Town of Clarenville | Brook Cove | Clarenville | Newfoundland and Labrador | Municipal or another local authority | Municipal or another local authority | Continuous | Quarterly | Quarterly | 0 | 1588.1 | 246265 | 92 | 121 | 25 | 96 | 119 | 25 | 94 |  |  | Approved
27990 | 2021-Q1 | Town of Clarenville | Brook Cove | Clarenville | Newfoundland and Labrador | Municipal or another local authority | Municipal or another local authority | Continuous | Quarterly | Quarterly | 0 | 2600.8 | 228410 | 90 | 204 | 25 | 179 | 221 | 25 | 196 |  |  | Approved
27990 | 2021-Q2 | Town of Clarenville | Brook Cove | Clarenville | Newfoundland and Labrador | Municipal or another local authority | Municipal or another local authority | Continuous | Quarterly | Quarterly | 0 | 2600.8 | 181665 | 91 | 170 | 25 | 145 | 141 | 25 | 116 |  |  | Approved
27990 | 2021-Q3 | Town of Clarenville | Brook Cove | Clarenville | Newfoundland and Labrador | Municipal or another local authority | Municipal or another local authority | Continuous | Quarterly | Quarterly | 0 | 2600.8 | 205166 | 92 | 178 | 25 | 153 | 135 | 25 | 110 |  |  | Approved
27990 | 2021-Q4 | Town of Clarenville | Brook Cove | Clarenville | Newfoundland and Labrador | Municipal or another local authority | Municipal or another local authority | Continuous | Quarterly | Quarterly | 0 | 2600.8 | 664253 | 92 | 177 | 25 | 152 | 130 | 25 | 105 |  |  | Approved
27990 | 2022-Q1 | Town of Clarenville | Brook Cove | Clarenville | Newfoundland and Labrador | Municipal or another local authority | Municipal or another local authority | Continuous | Quarterly | Quarterly | 0 | 3505.5 | 758762 | 90 | 125 | 25 | 100 | 152 | 25 | 127 |  |  | Approved
27990 | 2022-Q2 | Town of Clarenville | Brook Cove | Clarenville | Newfoundland and Labrador | Municipal or another local authority | Municipal or another local authority | Continuous | Quarterly | Quarterly | 0 | 3505.5 | 620292 | 91 | 190 | 25 | 165 | 121 | 25 | 96 |  |  | Approved
27990 | 2022-Q3 | Town of Clarenville | Brook Cove | Clarenville | Newfoundland and Labrador | Municipal or another local authority | Municipal or another local authority | Continuous | Quarterly | Quarterly | 0 | 3505.5 | 526368 | 92 | 223 | 25 | 198 | 165 | 25 | 140 |  |  | Approved
27990 | 2022-Q4 | Town of Clarenville | Brook Cove | Clarenville | Newfoundland and Labrador | Municipal or another local authority | Municipal or another local authority | Continuous | Quarterly | Quarterly | 0 | 3505.5 | 663526 | 92 | 157 | 25 | 132 | 161 | 25 | 136 |  |  | Approved
27990 | 2023-Q1 | Town of Clarenville | Brook Cove | Clarenville | Newfoundland and Labrador | Municipal or another local authority | Municipal or another local authority | Continuous | Quarterly | Quarterly | 0 | 7038.2 | 727562 | 90 | 201 | 25 | 176 | 215 | 25 | 190 |  |  | Approved
27990 | 2023-Q2 | Town of Clarenville | Brook Cove | Clarenville | Newfoundland and Labrador | Municipal or another local authority | Municipal or another local authority | Continuous | Quarterly | Quarterly | 0 | 7038.2 | 642322 | 91 | 151 | 25 | 126 | 179 | 25 | 154 |  |  | Approved
27990 | 2023-Q3 | Town of Clarenville | Brook Cove | Clarenville | Newfoundland and Labrador | Municipal or another local authority | Municipal or another local authority | Continuous | Quarterly | Quarterly | 0 | 7038.2 | 461140 | 92 | 202 | 25 | 177 | 230 | 25 | 205 |  |  | Approved
27990 | 2023-Q4 | Town of Clarenville | Brook Cove | Clarenville | Newfoundland and Labrador | Municipal or another local authority | Municipal or another local authority | Continuous | Quarterly | Quarterly | 0 | 7038.2 | 511508 | 92 | 186 | 25 | 161 | 168 | 25 | 143 |  |  | Approved
27990 | 2024-Q1 | Town of Clarenville | Brook Cove | Clarenville | Newfoundland and Labrador | Municipal or another local authority | Municipal or another local authority | Continuous | Quarterly | Quarterly | 0 | 6417.9 | 540159 | 91 | 143 | 25 | 118 | 345 | 25 | 320 |  |  | Approved
27990 | 2024-Q2 | Town of Clarenville | Brook Cove | Clarenville | Newfoundland and Labrador | Municipal or another local authority | Municipal or another local authority | Continuous | Quarterly | Quarterly | 0 | 6417.9 | 217339 | 91 | 201 | 25 | 176 | 224 | 25 | 199 |  |  | Approved
27990 | 2024-Q3 | Town of Clarenville | Brook Cove | Clarenville | Newfoundland and Labrador | Municipal or another local authority | Municipal or another local authority | Continuous | Quarterly | Quarterly | 0 | 6417.9 | 207768 | 92 | 112 | 25 | 87 | 177 | 25 | 152 |  |  | Approved
27990 | 2024-Q4 | Town of Clarenville | Brook Cove | Clarenville | Newfoundland and Labrador | Municipal or another local authority | Municipal or another local authority | Continuous | Quarterly | Quarterly | 0 | 6417.9 | 307157 | 92 | 133 | 25 | 108 | 117 | 25 | 92 |  |  | Approved
27991 | 2015-Q2 | Town of Clarenville | Island View | Clarenville | Newfoundland and Labrador | Municipal or another local authority | Municipal or another local authority | Continuous | Quarterly | Quarterly | 0 | 1000 | 181765 | 53 | 38 | 25 | 13 | 40 | 25 | 15 |  |  | Approved
27991 | 2015-Q3 | Town of Clarenville | Island View | Clarenville | Newfoundland and Labrador | Municipal or another local authority | Municipal or another local authority | Continuous | Quarterly | Quarterly | 0 | 1000 | 23925 | 92 | 169 | 25 | 144 | 74 | 25 | 49 |  |  | Approved
27991 | 2015-Q4 | Town of Clarenville | Island View | Clarenville | Newfoundland and Labrador | Municipal or another local authority | Municipal or another local authority | Continuous | Quarterly | Quarterly | 0 | 1000 | 29558 | 92 | 55 | 25 | 30 | 30 | 25 | 5 |  |  | Approved
27991 | 2016-Q1 | Town of Clarenville | Island View | Clarenville | Newfoundland and Labrador | Municipal or another local authority | Municipal or another local authority | Continuous | Quarterly | Quarterly | 0 | 1000 | 40953 | 91 | 10 | 25 | -15 | 9 | 25 | -16 |  |  | Approved
27991 | 2016-Q2 | Town of Clarenville | Island View | Clarenville | Newfoundland and Labrador | Municipal or another local authority | Municipal or another local authority | Continuous | Quarterly | Quarterly | 0 | 1000 | 52985 | 91 | 188 | 25 | 163 | 100 | 25 | 75 |  |  | Approved
27991 | 2016-Q3 | Town of Clarenville | Island View | Clarenville | Newfoundland and Labrador | Municipal or another local authority | Municipal or another local authority | Continuous | Quarterly | Quarterly | 0 | 1000 | 37099 | 92 | 60 | 25 | 35 | 75 | 25 | 50 |  |  | Approved
27991 | 2016-Q4 | Town of Clarenville | Island View | Clarenville | Newfoundland and Labrador | Municipal or another local authority | Municipal or another local authority | Continuous | Quarterly | Quarterly | 0 | 1000 | 29992 | 92 | 2 | 25 | -23 | 24 | 25 | -1 |  |  | Approved
27991 | 2017-Q1 | Town of Clarenville | Island View | Clarenville | Newfoundland and Labrador | Municipal or another local authority | Municipal or another local authority | Continuous | Quarterly | Quarterly | 0 | 440 | 97489 | 90 | 14 | 25 | -11 | 22 | 25 | -3 |  |  | Approved
27991 | 2017-Q2 | Town of Clarenville | Island View | Clarenville | Newfoundland and Labrador | Municipal or another local authority | Municipal or another local authority | Continuous | Quarterly | Quarterly | 0 | 440 | 94477 | 91 | 28 | 25 | 3 | 22 | 25 | -3 |  |  | Approved
27991 | 2017-Q3 | Town of Clarenville | Island View | Clarenville | Newfoundland and Labrador | Municipal or another local authority | Municipal or another local authority | Continuous | Quarterly | Quarterly | 0 | 440 | 76820 | 92 | 22 | 25 | -3 | 47 | 25 | 22 |  |  | Approved
27991 | 2017-Q4 | Town of Clarenville | Island View | Clarenville | Newfoundland and Labrador | Municipal or another local authority | Municipal or another local authority | Continuous | Quarterly | Quarterly | 0 | 440 | 39146 | 92 | 28 | 25 | 3 | 44 | 25 | 19 |  |  | Approved
27991 | 2018-Q1 | Town of Clarenville | Island View | Clarenville | Newfoundland and Labrador | Municipal or another local authority | Municipal or another local authority | Continuous | Quarterly | Quarterly | 0 | 843.6 | 52354 | 90 | 57 | 25 | 32 | 66 | 25 | 41 |  |  | Approved
27991 | 2018-Q2 | Town of Clarenville | Island View | Clarenville | Newfoundland and Labrador | Municipal or another local authority | Municipal or another local authority | Continuous | Quarterly | Quarterly | 0 | 843.6 | 76412 | 91 | 176 | 25 | 151 | 163 | 25 | 138 |  |  | Approved
27991 | 2018-Q3 | Town of Clarenville | Island View | Clarenville | Newfoundland and Labrador | Municipal or another local authority | Municipal or another local authority | Continuous | Quarterly | Quarterly | 0 | 843.6 | 41373 | 92 | 166 | 25 | 141 | 110 | 25 | 85 |  |  | Approved
27991 | 2018-Q4 | Town of Clarenville | Island View | Clarenville | Newfoundland and Labrador | Municipal or another local authority | Municipal or another local authority | Continuous | Quarterly | Quarterly | 0 | 843.6 | 65753.1 | 92 | 197 | 25 | 172 | 197 | 25 | 172 |  |  | Approved
27991 | 2019-Q1 | Town of Clarenville | Island View | Clarenville | Newfoundland and Labrador | Municipal or another local authority | Municipal or another local authority | Continuous | Quarterly | Quarterly | 0 | 646.3 | 53096 | 90 | 193 | 25 | 168 | 182 | 25 | 157 |  |  | Approved
27991 | 2019-Q2 | Town of Clarenville | Island View | Clarenville | Newfoundland and Labrador | Municipal or another local authority | Municipal or another local authority | Continuous | Quarterly | Quarterly | 0 | 646.3 | 35044 | 91 | 135 | 25 | 110 | 111 | 25 | 86 |  |  | Approved
27991 | 2019-Q3 | Town of Clarenville | Island View | Clarenville | Newfoundland and Labrador | Municipal or another local authority | Municipal or another local authority | Continuous | Quarterly | Quarterly | 0 | 646.3 | 42910 | 92 | 180 | 25 | 155 | 206 | 25 | 181 |  |  | Approved
27991 | 2019-Q4 | Town of Clarenville | Island View | Clarenville | Newfoundland and Labrador | Municipal or another local authority | Municipal or another local authority | Continuous | Quarterly | Quarterly | 0 | 646.3 | 54903 | 92 | 147 | 25 | 122 | 164 | 25 | 139 |  |  | Approved
27991 | 2020-Q1 | Town of Clarenville | Island View | Clarenville | Newfoundland and Labrador | Municipal or another local authority | Municipal or another local authority | Continuous | Quarterly | Quarterly | 0 | 509.5 | 46228 | 91 | 228 | 25 | 203 | 244 | 25 | 219 |  |  | Approved
27991 | 2020-Q2 | Town of Clarenville | Island View | Clarenville | Newfoundland and Labrador | Municipal or another local authority | Municipal or another local authority | Continuous | Quarterly | Quarterly | 0 | 509.5 | 75985 | 91 | 102 | 25 | 77 | 118 | 25 | 93 |  |  | Approved
27991 | 2020-Q3 | Town of Clarenville | Island View | Clarenville | Newfoundland and Labrador | Municipal or another local authority | Municipal or another local authority | Continuous | Quarterly | Quarterly | 0 | 509.5 | 28486 | 92 | 216 | 25 | 191 | 229 | 25 | 204 |  |  | Approved
27991 | 2020-Q4 | Town of Clarenville | Island View | Clarenville | Newfoundland and Labrador | Municipal or another local authority | Municipal or another local authority | Continuous | Quarterly | Quarterly | 0 | 509.5 | 57503 | 92 | 83 | 25 | 58 | 46 | 25 | 21 |  |  | Approved
27991 | 2021-Q1 | Town of Clarenville | Island View | Clarenville | Newfoundland and Labrador | Municipal or another local authority | Municipal or another local authority | Continuous | Quarterly | Quarterly | 0 | 568.9 | 36241 | 90 | 136 | 25 | 111 | 209 | 25 | 184 |  |  | Approved
27991 | 2021-Q2 | Town of Clarenville | Island View | Clarenville | Newfoundland and Labrador | Municipal or another local authority | Municipal or another local authority | Continuous | Quarterly | Quarterly | 0 | 568.9 | 37173 | 91 | 67 | 25 | 42 | 66 | 25 | 41 |  |  | Approved
27991 | 2021-Q3 | Town of Clarenville | Island View | Clarenville | Newfoundland and Labrador | Municipal or another local authority | Municipal or another local authority | Continuous | Quarterly | Quarterly | 0 | 568.9 | 25058 | 92 | 229 | 25 | 204 | 128 | 25 | 103 |  |  | Approved
27991 | 2021-Q4 | Town of Clarenville | Island View | Clarenville | Newfoundland and Labrador | Municipal or another local authority | Municipal or another local authority | Continuous | Quarterly | Quarterly | 0 | 568.9 | 82451 | 92 | 128 | 25 | 103 | 119 | 25 | 94 |  |  | Approved
27991 | 2022-Q1 | Town of Clarenville | Island View | Clarenville | Newfoundland and Labrador | Municipal or another local authority | Municipal or another local authority | Continuous | Quarterly | Quarterly | 0 | 495.7 | 84219 | 90 | 182 | 25 | 157 | 240 | 25 | 215 |  |  | Approved
27991 | 2022-Q2 | Town of Clarenville | Island View | Clarenville | Newfoundland and Labrador | Municipal or another local authority | Municipal or another local authority | Continuous | Quarterly | Quarterly | 0 | 495.7 | 51417 | 91 | 196 | 25 | 171 | 223 | 25 | 198 |  |  | Approved
27991 | 2022-Q3 | Town of Clarenville | Island View | Clarenville | Newfoundland and Labrador | Municipal or another local authority | Municipal or another local authority | Continuous | Quarterly | Quarterly | 0 | 495.7 | 42481 | 92 | 186 | 25 | 161 | 107 | 25 | 82 |  |  | Approved
27991 | 2022-Q4 | Town of Clarenville | Island View | Clarenville | Newfoundland and Labrador | Municipal or another local authority | Municipal or another local authority | Continuous | Quarterly | Quarterly | 0 | 495.7 | 72192 | 92 | 97 | 25 | 72 | 50 | 25 | 25 |  |  | Approved
27991 | 2023-Q1 | Town of Clarenville | Island View | Clarenville | Newfoundland and Labrador | Municipal or another local authority | Municipal or another local authority | Continuous | Quarterly | Quarterly | 0 | 685.8 | 74175 | 90 | 70 | 25 | 45 | 55 | 25 | 30 |  |  | Approved
27991 | 2023-Q2 | Town of Clarenville | Island View | Clarenville | Newfoundland and Labrador | Municipal or another local authority | Municipal or another local authority | Continuous | Quarterly | Quarterly | 0 | 685.8 | 58492 | 91 | 86 | 25 | 61 | 88 | 25 | 63 |  |  | Approved
27991 | 2023-Q3 | Town of Clarenville | Island View | Clarenville | Newfoundland and Labrador | Municipal or another local authority | Municipal or another local authority | Continuous | Quarterly | Quarterly | 0 | 685.8 | 48323 | 92 | 141 | 25 | 116 | 154 | 25 | 129 |  |  | Approved
27991 | 2023-Q4 | Town of Clarenville | Island View | Clarenville | Newfoundland and Labrador | Municipal or another local authority | Municipal or another local authority | Continuous | Quarterly | Quarterly | 0 | 685.8 | 69989 | 92 | 132 | 25 | 107 | 85 | 25 | 60 |  |  | Approved
27991 | 2024-Q1 | Town of Clarenville | Island View | Clarenville | Newfoundland and Labrador | Municipal or another local authority | Municipal or another local authority | Continuous | Quarterly | Quarterly | 0 | 687.6 | 116402 | 91 | 126 | 25 | 101 | 310 | 25 | 285 |  |  | Approved
27991 | 2024-Q2 | Town of Clarenville | Island View | Clarenville | Newfoundland and Labrador | Municipal or another local authority | Municipal or another local authority | Continuous | Quarterly | Quarterly | 0 | 687.6 | 97877 | 91 | 139 | 25 | 114 | 103 | 25 | 78 |  |  | Approved
27991 | 2024-Q3 | Town of Clarenville | Island View | Clarenville | Newfoundland and Labrador | Municipal or another local authority | Municipal or another local authority | Continuous | Quarterly | Quarterly | 0 | 687.6 | 73894 | 92 | 93 | 25 | 68 | 92 | 25 | 67 |  |  | Approved
27991 | 2024-Q4 | Town of Clarenville | Island View | Clarenville | Newfoundland and Labrador | Municipal or another local authority | Municipal or another local authority | Continuous | Quarterly | Quarterly | 0 | 687.6 | 75028 | 92 | 85 | 25 | 60 | 87 | 25 | 62 |  |  | Approved
27992 | 2015-Q2 | Town of Clarenville | Lori Anne Outfall | Clarenville | Newfoundland and Labrador | Municipal or another local authority | Municipal or another local authority | Continuous | Quarterly | Quarterly | 0 | 200 | 2086 | 53 | 35 | 25 | 10 | 38 | 25 | 13 |  |  | Approved
27992 | 2015-Q3 | Town of Clarenville | Lori Anne Outfall | Clarenville | Newfoundland and Labrador | Municipal or another local authority | Municipal or another local authority | Continuous | Quarterly | Quarterly | 0 | 200 | 2837 | 92 | 64 | 25 | 39 | 83 | 25 | 58 |  |  | Approved
27992 | 2015-Q4 | Town of Clarenville | Lori Anne Outfall | Clarenville | Newfoundland and Labrador | Municipal or another local authority | Municipal or another local authority | Continuous | Quarterly | Quarterly | 0 | 200 | 11246 | 92 | 55 | 25 | 30 | 30 | 25 | 5 |  |  | Approved
27992 | 2016-Q1 | Town of Clarenville | Lori Anne Outfall | Clarenville | Newfoundland and Labrador | Municipal or another local authority | Municipal or another local authority | Continuous | Quarterly | Quarterly | 0 | 200 | 13782 | 91 | 11 | 25 | -14 | 11 | 25 | -14 |  |  | Approved
27992 | 2016-Q2 | Town of Clarenville | Lori Anne Outfall | Clarenville | Newfoundland and Labrador | Municipal or another local authority | Municipal or another local authority | Continuous | Quarterly | Quarterly | 0 | 200 | 10327 | 91 | 164 | 25 | 139 | 105 | 25 | 80 |  |  | Approved
27992 | 2016-Q3 | Town of Clarenville | Lori Anne Outfall | Clarenville | Newfoundland and Labrador | Municipal or another local authority | Municipal or another local authority | Continuous | Quarterly | Quarterly | 0 | 200 | 7186 | 92 | 65 | 25 | 40 | 69 | 25 | 44 |  |  | Approved
27992 | 2016-Q4 | Town of Clarenville | Lori Anne Outfall | Clarenville | Newfoundland and Labrador | Municipal or another local authority | Municipal or another local authority | Continuous | Quarterly | Quarterly | 0 | 200 | 15139 | 92 | 9 | 25 | -16 | 28 | 25 | 3 |  |  | Approved
27992 | 2017-Q1 | Town of Clarenville | Lori Anne Outfall | Clarenville | Newfoundland and Labrador | Municipal or another local authority | Municipal or another local authority | Continuous | Quarterly | Quarterly | 0 | 126.9 | 11070 | 90 | 30 | 25 | 5 | 26 | 25 | 1 |  |  | Approved
27992 | 2017-Q2 | Town of Clarenville | Lori Anne Outfall | Clarenville | Newfoundland and Labrador | Municipal or another local authority | Municipal or another local authority | Continuous | Quarterly | Quarterly | 0 | 126.9 | 13006 | 91 | 30 | 25 | 5 | 51 | 25 | 26 |  |  | Approved
27992 | 2017-Q3 | Town of Clarenville | Lori Anne Outfall | Clarenville | Newfoundland and Labrador | Municipal or another local authority | Municipal or another local authority | Continuous | Quarterly | Quarterly | 0 | 126.9 | 7774 | 92 | 33 | 25 | 8 | 40 | 25 | 15 |  |  | Approved
27992 | 2017-Q4 | Town of Clarenville | Lori Anne Outfall | Clarenville | Newfoundland and Labrador | Municipal or another local authority | Municipal or another local authority | Continuous | Quarterly | Quarterly | 0 | 126.9 | 22348 | 92 | 23 | 25 | -2 | 35 | 25 | 10 |  |  | Approved
27992 | 2018-Q1 | Town of Clarenville | Lori Anne Outfall | Clarenville | Newfoundland and Labrador | Municipal or another local authority | Municipal or another local authority | Continuous | Quarterly | Quarterly | 0 | 148.5 | 49590 | 90 | 57 | 25 | 32 | 83 | 25 | 58 |  |  | Approved
27992 | 2018-Q2 | Town of Clarenville | Lori Anne Outfall | Clarenville | Newfoundland and Labrador | Municipal or another local authority | Municipal or another local authority | Continuous | Quarterly | Quarterly | 0 | 148.5 | 41167 | 91 | 219 | 25 | 194 | 208 | 25 | 183 |  |  | Approved
27992 | 2018-Q3 | Town of Clarenville | Lori Anne Outfall | Clarenville | Newfoundland and Labrador | Municipal or another local authority | Municipal or another local authority | Continuous | Quarterly | Quarterly | 0 | 148.5 | 36470 | 92 | 205 | 25 | 180 | 178 | 25 | 153 |  |  | Approved
27992 | 2018-Q4 | Town of Clarenville | Lori Anne Outfall | Clarenville | Newfoundland and Labrador | Municipal or another local authority | Municipal or another local authority | Continuous | Quarterly | Quarterly | 0 | 148.5 | 43645.7 | 92 | 124 | 25 | 99 | 161 | 25 | 136 |  |  | Approved
27992 | 2019-Q1 | Town of Clarenville | Lori Anne Outfall | Clarenville | Newfoundland and Labrador | Municipal or another local authority | Municipal or another local authority | Continuous | Quarterly | Quarterly | 0 | 468.1 | 33698 | 90 | 209 | 25 | 184 | 133 | 25 | 108 |  |  | Approved
27992 | 2019-Q2 | Town of Clarenville | Lori Anne Outfall | Clarenville | Newfoundland and Labrador | Municipal or another local authority | Municipal or another local authority | Continuous | Quarterly | Quarterly | 0 | 468.1 | 39033 | 91 | 236 | 25 | 211 | 197 | 25 | 172 |  |  | Approved
27992 | 2019-Q3 | Town of Clarenville | Lori Anne Outfall | Clarenville | Newfoundland and Labrador | Municipal or another local authority | Municipal or another local authority | Continuous | Quarterly | Quarterly | 0 | 468.1 | 45281 | 92 | 65 | 25 | 40 | 35 | 25 | 10 |  |  | Approved
27992 | 2019-Q4 | Town of Clarenville | Lori Anne Outfall | Clarenville | Newfoundland and Labrador | Municipal or another local authority | Municipal or another local authority | Continuous | Quarterly | Quarterly | 0 | 468.1 | 31240 | 92 | 228 | 25 | 203 | 227 | 25 | 202 |  |  | Approved
27992 | 2020-Q1 | Town of Clarenville | Lori Anne Outfall | Clarenville | Newfoundland and Labrador | Municipal or another local authority | Municipal or another local authority | Continuous | Quarterly | Quarterly | 0 | 408.9 | 26663 | 91 | 226 | 25 | 201 | 179 | 25 | 154 |  |  | Approved
27992 | 2020-Q2 | Town of Clarenville | Lori Anne Outfall | Clarenville | Newfoundland and Labrador | Municipal or another local authority | Municipal or another local authority | Continuous | Quarterly | Quarterly | 0 | 408.9 | 43680 | 91 | 111 | 25 | 86 | 86 | 25 | 61 |  |  | Approved
27992 | 2020-Q3 | Town of Clarenville | Lori Anne Outfall | Clarenville | Newfoundland and Labrador | Municipal or another local authority | Municipal or another local authority | Continuous | Quarterly | Quarterly | 0 | 408.9 | 22360 | 92 | 212 | 25 | 187 | 162 | 25 | 137 |  |  | Approved
27992 | 2020-Q4 | Town of Clarenville | Lori Anne Outfall | Clarenville | Newfoundland and Labrador | Municipal or another local authority | Municipal or another local authority | Continuous | Quarterly | Quarterly | 0 | 408.9 | 22310 | 92 | 97 | 25 | 72 | 140 | 25 | 115 |  |  | Approved
27992 | 2021-Q1 | Town of Clarenville | Lori Anne Outfall | Clarenville | Newfoundland and Labrador | Municipal or another local authority | Municipal or another local authority | Continuous | Quarterly | Quarterly | 0 | 314.2 | 19406 | 90 | 240 | 25 | 215 | 128 | 25 | 103 |  |  | Approved
27992 | 2021-Q2 | Town of Clarenville | Lori Anne Outfall | Clarenville | Newfoundland and Labrador | Municipal or another local authority | Municipal or another local authority | Continuous | Quarterly | Quarterly | 0 | 314.2 | 20238 | 91 | 166 | 25 | 141 | 137 | 25 | 112 |  |  | Approved
27992 | 2021-Q3 | Town of Clarenville | Lori Anne Outfall | Clarenville | Newfoundland and Labrador | Municipal or another local authority | Municipal or another local authority | Continuous | Quarterly | Quarterly | 0 | 314.2 | 17399 | 92 | 219 | 25 | 194 | 136 | 25 | 111 |  |  | Approved
27992 | 2021-Q4 | Town of Clarenville | Lori Anne Outfall | Clarenville | Newfoundland and Labrador | Municipal or another local authority | Municipal or another local authority | Continuous | Quarterly | Quarterly | 0 | 314.2 | 27905 | 92 | 158 | 25 | 133 | 81 | 25 | 56 |  |  | Approved
27992 | 2022-Q1 | Town of Clarenville | Lori Anne Outfall | Clarenville | Newfoundland and Labrador | Municipal or another local authority | Municipal or another local authority | Continuous | Quarterly | Quarterly | 0 | 232.7 | 41060 | 90 | 176 | 25 | 151 | 339 | 25 | 314 |  |  | Approved
27992 | 2022-Q2 | Town of Clarenville | Lori Anne Outfall | Clarenville | Newfoundland and Labrador | Municipal or another local authority | Municipal or another local authority | Continuous | Quarterly | Quarterly | 0 | 232.7 | 29179 | 91 | 148 | 25 | 123 | 110 | 25 | 85 |  |  | Approved
27992 | 2022-Q3 | Town of Clarenville | Lori Anne Outfall | Clarenville | Newfoundland and Labrador | Municipal or another local authority | Municipal or another local authority | Continuous | Quarterly | Quarterly | 0 | 232.7 | 20177 | 92 | 185 | 25 | 160 | 255 | 25 | 230 |  |  | Approved
27992 | 2022-Q4 | Town of Clarenville | Lori Anne Outfall | Clarenville | Newfoundland and Labrador | Municipal or another local authority | Municipal or another local authority | Continuous | Quarterly | Quarterly | 0 | 232.7 | 28407 | 92 | 94 | 25 | 69 | 25 | 25 | 0 |  |  | Approved
27992 | 2023-Q1 | Town of Clarenville | Lori Anne Outfall | Clarenville | Newfoundland and Labrador | Municipal or another local authority | Municipal or another local authority | Continuous | Quarterly | Quarterly | 0 | 325.5 | 39609 | 90 | 169 | 25 | 144 | 59 | 25 | 34 |  |  | Approved
27992 | 2023-Q2 | Town of Clarenville | Lori Anne Outfall | Clarenville | Newfoundland and Labrador | Municipal or another local authority | Municipal or another local authority | Continuous | Quarterly | Quarterly | 0 | 325.5 | 19289 | 91 | 169 | 25 | 144 | 149 | 25 | 124 |  |  | Approved
27992 | 2023-Q3 | Town of Clarenville | Lori Anne Outfall | Clarenville | Newfoundland and Labrador | Municipal or another local authority | Municipal or another local authority | Continuous | Quarterly | Quarterly | 0 | 325.5 | 8010 | 92 | 148 | 25 | 123 | 59 | 25 | 34 |  |  | Approved
27992 | 2023-Q4 | Town of Clarenville | Lori Anne Outfall | Clarenville | Newfoundland and Labrador | Municipal or another local authority | Municipal or another local authority | Continuous | Quarterly | Quarterly | 0 | 325.5 | 10419 | 92 | 196 | 25 | 171 | 214 | 25 | 189 |  |  | Approved
27992 | 2024-Q1 | Town of Clarenville | Lori Anne Outfall | Clarenville | Newfoundland and Labrador | Municipal or another local authority | Municipal or another local authority | Continuous | Quarterly | Quarterly | 0 | 211.9 | 10972 | 91 | 181 | 25 | 156 | 166 | 25 | 141 |  |  | Approved
27992 | 2024-Q2 | Town of Clarenville | Lori Anne Outfall | Clarenville | Newfoundland and Labrador | Municipal or another local authority | Municipal or another local authority | Continuous | Quarterly | Quarterly | 0 | 211.9 | 12362 | 91 | 166 | 25 | 141 | 109 | 25 | 84 |  |  | Approved
27992 | 2024-Q3 | Town of Clarenville | Lori Anne Outfall | Clarenville | Newfoundland and Labrador | Municipal or another local authority | Municipal or another local authority | Continuous | Quarterly | Quarterly | 0 | 211.9 | 9068 | 92 | 150 | 25 | 125 | 419 | 25 | 394 |  |  | Approved
27992 | 2024-Q4 | Town of Clarenville | Lori Anne Outfall | Clarenville | Newfoundland and Labrador | Municipal or another local authority | Municipal or another local authority | Continuous | Quarterly | Quarterly | 0 | 211.9 | 19303 | 92 | 174 | 25 | 149 | 145 | 25 | 120 |  |  | Approved
27993 | 2016-Q4 | Town of Elliston | Elliston Cove | Elliston | Newfoundland and Labrador | Municipal or another local authority | Municipal or another local authority | Continuous | Quarterly | Quarterly | 0 | 300 | 10613 | 92 | 4 | 25 | -21 | 31 | 25 | 6 |  |  | Approved
27993 | 2017-Q1 | Town of Elliston | Elliston Cove | Elliston | Newfoundland and Labrador | Municipal or another local authority | Municipal or another local authority | Continuous | Quarterly | Quarterly | 0 | 300 | 9197 | 90 | 31 | 25 | 6 | 21 | 25 | -4 |  |  | Approved
27993 | 2017-Q2 | Town of Elliston | Elliston Cove | Elliston | Newfoundland and Labrador | Municipal or another local authority | Municipal or another local authority | Continuous | Quarterly | Quarterly | 0 | 300 | 10847 | 91 | 11 | 25 | -14 | 10 | 25 | -15 |  |  | Approved
27993 | 2017-Q3 | Town of Elliston | Elliston Cove | Elliston | Newfoundland and Labrador | Municipal or another local authority | Municipal or another local authority | Continuous | Quarterly | Quarterly | 0 | 300 | 4912 | 92 | 23 | 25 | -2 | 32 | 25 | 7 |  |  | Approved
27993 | 2017-Q4 | Town of Elliston | Elliston Cove | Elliston | Newfoundland and Labrador | Municipal or another local authority | Municipal or another local authority | Continuous | Quarterly | Quarterly | 0 | 300 | 20657 | 92 | 32 | 25 | 7 | 38 | 25 | 13 |  |  | Approved
27993 | 2018-Q1 | Town of Elliston | Elliston Cove | Elliston | Newfoundland and Labrador | Municipal or another local authority | Municipal or another local authority | Continuous | Quarterly | Quarterly | 0 | 125 | 14201 | 90 | 43 | 25 | 18 | 61 | 25 | 36 |  |  | Approved
27993 | 2018-Q2 | Town of Elliston | Elliston Cove | Elliston | Newfoundland and Labrador | Municipal or another local authority | Municipal or another local authority | Continuous | Quarterly | Quarterly | 0 | 125 | 53668 | 91 | 67 | 25 | 42 | 47 | 25 | 22 |  |  | Approved
27993 | 2018-Q3 | Town of Elliston | Elliston Cove | Elliston | Newfoundland and Labrador | Municipal or another local authority | Municipal or another local authority | Continuous | Quarterly | Quarterly | 0 | 125 | 6818 | 92 | 111 | 25 | 86 | 59 | 25 | 34 |  |  | Approved
27993 | 2018-Q4 | Town of Elliston | Elliston Cove | Elliston | Newfoundland and Labrador | Municipal or another local authority | Municipal or another local authority | Continuous | Quarterly | Quarterly | 0 | 125 | 66320.6 | 92 | 63 | 25 | 38 | 88 | 25 | 63 |  |  | Approved
27993 | 2019-Q1 | Town of Elliston | Elliston Cove | Elliston | Newfoundland and Labrador | Municipal or another local authority | Municipal or another local authority | Continuous | Quarterly | Quarterly | 0 | 386.3 | 37854 | 90 | 86 | 25 | 61 | 69 | 25 | 44 |  |  | Approved
27993 | 2019-Q2 | Town of Elliston | Elliston Cove | Elliston | Newfoundland and Labrador | Municipal or another local authority | Municipal or another local authority | Continuous | Quarterly | Quarterly | 0 | 386.3 | 34336 | 91 | 85 | 25 | 60 | 65 | 25 | 40 |  |  | Approved
27993 | 2019-Q3 | Town of Elliston | Elliston Cove | Elliston | Newfoundland and Labrador | Municipal or another local authority | Municipal or another local authority | Continuous | Quarterly | Quarterly | 0 | 386.3 | 15491 | 92 | 49 | 25 | 24 | 44 | 25 | 19 |  |  | Approved
27993 | 2019-Q4 | Town of Elliston | Elliston Cove | Elliston | Newfoundland and Labrador | Municipal or another local authority | Municipal or another local authority | Continuous | Quarterly | Quarterly | 0 | 386.3 | 36156 | 92 | 49 | 25 | 24 | 91 | 25 | 66 |  |  | Approved
27993 | 2020-Q1 | Town of Elliston | Elliston Cove | Elliston | Newfoundland and Labrador | Municipal or another local authority | Municipal or another local authority | Continuous | Quarterly | Quarterly | 0 | 339.3 | 32760 | 91 | 95 | 25 | 70 | 48 | 25 | 23 |  |  | Approved
27993 | 2020-Q2 | Town of Elliston | Elliston Cove | Elliston | Newfoundland and Labrador | Municipal or another local authority | Municipal or another local authority | Continuous | Quarterly | Quarterly | 0 | 339.3 | 102466 | 91 | 21 | 25 | -4 | 15 | 25 | -10 |  |  | Approved
27993 | 2020-Q3 | Town of Elliston | Elliston Cove | Elliston | Newfoundland and Labrador | Municipal or another local authority | Municipal or another local authority | Continuous | Quarterly | Quarterly | 0 | 339.3 | 32634 | 92 | 105 | 25 | 80 | 95 | 25 | 70 |  |  | Approved
27993 | 2020-Q4 | Town of Elliston | Elliston Cove | Elliston | Newfoundland and Labrador | Municipal or another local authority | Municipal or another local authority | Continuous | Quarterly | Quarterly | 0 | 339.3 | 42533 | 92 | 51 | 25 | 26 | 25 | 25 | 0 |  |  | Approved
27993 | 2021-Q1 | Town of Elliston | Elliston Cove | Elliston | Newfoundland and Labrador | Municipal or another local authority | Municipal or another local authority | Continuous | Quarterly | Quarterly | 0 | 574.8 | 54488 | 90 | 83 | 25 | 58 | 65 | 25 | 40 |  |  | Approved
27993 | 2021-Q2 | Town of Elliston | Elliston Cove | Elliston | Newfoundland and Labrador | Municipal or another local authority | Municipal or another local authority | Continuous | Quarterly | Quarterly | 0 | 574.8 | 68400 | 91 | 121 | 25 | 96 | 43 | 25 | 18 |  |  | Approved
27993 | 2021-Q3 | Town of Elliston | Elliston Cove | Elliston | Newfoundland and Labrador | Municipal or another local authority | Municipal or another local authority | Continuous | Quarterly | Quarterly | 0 | 574.8 | 16817 | 92 | 93 | 25 | 68 | 46 | 25 | 21 |  |  | Approved
27993 | 2021-Q4 | Town of Elliston | Elliston Cove | Elliston | Newfoundland and Labrador | Municipal or another local authority | Municipal or another local authority | Continuous | Quarterly | Quarterly | 0 | 574.8 | 62240 | 92 | 115 | 25 | 90 | 707 | 25 | 682 |  |  | Approved
27993 | 2022-Q1 | Town of Elliston | Elliston Cove | Elliston | Newfoundland and Labrador | Municipal or another local authority | Municipal or another local authority | Continuous | Quarterly | Quarterly | 0 | 553.3 | 77116 | 90 | 38 | 25 | 13 | 64 | 25 | 39 |  |  | Approved
27993 | 2022-Q2 | Town of Elliston | Elliston Cove | Elliston | Newfoundland and Labrador | Municipal or another local authority | Municipal or another local authority | Continuous | Quarterly | Quarterly | 0 | 553.3 | 51003 | 91 | 79 | 25 | 54 | 52 | 25 | 27 |  |  | Approved
27993 | 2022-Q3 | Town of Elliston | Elliston Cove | Elliston | Newfoundland and Labrador | Municipal or another local authority | Municipal or another local authority | Continuous | Quarterly | Quarterly | 0 | 553.3 | 20725 | 92 | 63 | 25 | 38 | 77 | 25 | 52 |  |  | Approved
27993 | 2022-Q4 | Town of Elliston | Elliston Cove | Elliston | Newfoundland and Labrador | Municipal or another local authority | Municipal or another local authority | Continuous | Quarterly | Quarterly | 0 | 553.3 | 74931 | 92 | 39 | 25 | 14 | 20 | 25 | -5 |  |  | Approved
27993 | 2023-Q1 | Town of Elliston | Elliston Cove | Elliston | Newfoundland and Labrador | Municipal or another local authority | Municipal or another local authority | Continuous | Quarterly | Quarterly | 0 | 613.1 | 73453 | 90 | 42 | 25 | 17 | 41 | 25 | 16 |  |  | Approved
27993 | 2023-Q2 | Town of Elliston | Elliston Cove | Elliston | Newfoundland and Labrador | Municipal or another local authority | Municipal or another local authority | Continuous | Quarterly | Quarterly | 0 | 613.1 | 67619 | 91 | 32 | 25 | 7 | 16 | 25 | -9 |  |  | Approved
27993 | 2023-Q3 | Town of Elliston | Elliston Cove | Elliston | Newfoundland and Labrador | Municipal or another local authority | Municipal or another local authority | Continuous | Quarterly | Quarterly | 0 | 613.1 | 23466 | 92 | 120 | 25 | 95 | 45 | 25 | 20 |  |  | Approved
27993 | 2023-Q4 | Town of Elliston | Elliston Cove | Elliston | Newfoundland and Labrador | Municipal or another local authority | Municipal or another local authority | Continuous | Quarterly | Quarterly | 0 | 613.1 | 44806 | 92 | 78 | 25 | 53 | 42 | 25 | 17 |  |  | Approved
27993 | 2024-Q1 | Town of Elliston | Elliston Cove | Elliston | Newfoundland and Labrador | Municipal or another local authority | Municipal or another local authority | Continuous | Quarterly | Quarterly | 0 | 573.5 | 55878 | 91 | 108 | 25 | 83 | 81 | 25 | 56 |  |  | Approved
27993 | 2024-Q2 | Town of Elliston | Elliston Cove | Elliston | Newfoundland and Labrador | Municipal or another local authority | Municipal or another local authority | Continuous | Quarterly | Quarterly | 0 | 573.5 | 41647 | 91 | 63 | 25 | 38 | 75 | 25 | 50 |  |  | Approved
27993 | 2024-Q3 | Town of Elliston | Elliston Cove | Elliston | Newfoundland and Labrador | Municipal or another local authority | Municipal or another local authority | Continuous | Quarterly | Quarterly | 0 | 573.5 | 9864 | 92 | 213 | 25 | 188 | 420 | 25 | 395 |  |  | Approved
27993 | 2024-Q4 | Town of Elliston | Elliston Cove | Elliston | Newfoundland and Labrador | Municipal or another local authority | Municipal or another local authority | Continuous | Quarterly | Quarterly | 0 | 573.5 | 22100 | 92 | 64 | 25 | 39 | 120 | 25 | 95 |  |  | Approved
27994 | 2015-Q3 | Town of Elliston | Elliston Bay | Elliston | Newfoundland and Labrador | Municipal or another local authority | Municipal or another local authority | Continuous | Quarterly | Quarterly | 0 | 300 | 7555 | 92 | 21 | 25 | -4 | 45 | 25 | 20 |  |  | Approved
27994 | 2015-Q4 | Town of Elliston | Elliston Bay | Elliston | Newfoundland and Labrador | Municipal or another local authority | Municipal or another local authority | Continuous | Quarterly | Quarterly | 0 | 300 | 11002 | 92 | 30 | 25 | 5 | 30 | 25 | 5 |  |  | Approved
27994 | 2016-Q4 | Town of Elliston | Elliston Bay | Elliston | Newfoundland and Labrador | Municipal or another local authority | Municipal or another local authority | Continuous | Quarterly | Quarterly | 0 | 300 | 11312 | 92 | 60 | 25 | 35 | 44 | 25 | 19 |  |  | Approved
27994 | 2017-Q1 | Town of Elliston | Elliston Bay | Elliston | Newfoundland and Labrador | Municipal or another local authority | Municipal or another local authority | Continuous | Quarterly | Quarterly | 0 | 300 | 9001 | 90 | 33 | 25 | 8 | 22 | 25 | -3 |  |  | Approved
27994 | 2017-Q2 | Town of Elliston | Elliston Bay | Elliston | Newfoundland and Labrador | Municipal or another local authority | Municipal or another local authority | Continuous | Quarterly | Quarterly | 0 | 300 | 11127 | 91 | 25 | 25 | 0 | 33 | 25 | 8 |  |  | Approved
27994 | 2017-Q3 | Town of Elliston | Elliston Bay | Elliston | Newfoundland and Labrador | Municipal or another local authority | Municipal or another local authority | Continuous | Quarterly | Quarterly | 0 | 300 | 11183 | 92 | 17 | 25 | -8 | 37 | 25 | 12 |  |  | Approved
27994 | 2017-Q4 | Town of Elliston | Elliston Bay | Elliston | Newfoundland and Labrador | Municipal or another local authority | Municipal or another local authority | Continuous | Quarterly | Quarterly | 0 | 300 | 8699 | 92 | 29 | 25 | 4 | 50 | 25 | 25 |  |  | Approved
27994 | 2018-Q1 | Town of Elliston | Elliston Bay | Elliston | Newfoundland and Labrador | Municipal or another local authority | Municipal or another local authority | Continuous | Quarterly | Quarterly | 0 | 109.6 | 57938 | 90 | 58 | 25 | 33 | 64 | 25 | 39 |  |  | Approved
27994 | 2018-Q2 | Town of Elliston | Elliston Bay | Elliston | Newfoundland and Labrador | Municipal or another local authority | Municipal or another local authority | Continuous | Quarterly | Quarterly | 0 | 109.6 | 16329 | 91 | 43 | 25 | 18 | 320 | 25 | 295 |  |  | Approved
27994 | 2018-Q3 | Town of Elliston | Elliston Bay | Elliston | Newfoundland and Labrador | Municipal or another local authority | Municipal or another local authority | Continuous | Quarterly | Quarterly | 0 | 109.6 | 16962 | 92 | 113 | 25 | 88 | 270 | 25 | 245 |  |  | Approved
27994 | 2018-Q4 | Town of Elliston | Elliston Bay | Elliston | Newfoundland and Labrador | Municipal or another local authority | Municipal or another local authority | Continuous | Quarterly | Quarterly | 0 | 109.6 | 24877.5 | 92 | 75 | 25 | 50 | 45 | 25 | 20 |  |  | Approved
27994 | 2019-Q1 | Town of Elliston | Elliston Bay | Elliston | Newfoundland and Labrador | Municipal or another local authority | Municipal or another local authority | Continuous | Quarterly | Quarterly | 0 | 318.1 | 15900 | 90 | 38 | 25 | 13 | 76 | 25 | 51 |  |  | Approved
27994 | 2019-Q2 | Town of Elliston | Elliston Bay | Elliston | Newfoundland and Labrador | Municipal or another local authority | Municipal or another local authority | Continuous | Quarterly | Quarterly | 0 | 318.1 | 27932 | 91 | 77 | 25 | 52 | 58 | 25 | 33 |  |  | Approved
27994 | 2019-Q3 | Town of Elliston | Elliston Bay | Elliston | Newfoundland and Labrador | Municipal or another local authority | Municipal or another local authority | Continuous | Quarterly | Quarterly | 0 | 318.1 | 27850 | 92 | 77 | 25 | 52 | 92 | 25 | 67 |  |  | Approved
27994 | 2019-Q4 | Town of Elliston | Elliston Bay | Elliston | Newfoundland and Labrador | Municipal or another local authority | Municipal or another local authority | Continuous | Quarterly | Quarterly | 0 | 318.1 | 29102 | 92 | 27 | 25 | 2 | 44 | 25 | 19 |  |  | Approved
27994 | 2020-Q1 | Town of Elliston | Elliston Bay | Elliston | Newfoundland and Labrador | Municipal or another local authority | Municipal or another local authority | Continuous | Quarterly | Quarterly | 0 | 276.1 | 20020 | 91 | 42 | 25 | 17 | 58 | 25 | 33 |  |  | Approved
27994 | 2020-Q2 | Town of Elliston | Elliston Bay | Elliston | Newfoundland and Labrador | Municipal or another local authority | Municipal or another local authority | Continuous | Quarterly | Quarterly | 0 | 276.1 | 24752 | 91 | 23 | 25 | -2 | 12 | 25 | -13 |  |  | Approved
27994 | 2020-Q3 | Town of Elliston | Elliston Bay | Elliston | Newfoundland and Labrador | Municipal or another local authority | Municipal or another local authority | Continuous | Quarterly | Quarterly | 0 | 276.1 | 16820 | 92 | 92 | 25 | 67 | 42 | 25 | 17 |  |  | Approved
27994 | 2020-Q4 | Town of Elliston | Elliston Bay | Elliston | Newfoundland and Labrador | Municipal or another local authority | Municipal or another local authority | Continuous | Quarterly | Quarterly | 0 | 276.1 | 31815 | 92 | 22 | 25 | -3 | 10 | 25 | -15 |  |  | Approved
27994 | 2021-Q1 | Town of Elliston | Elliston Bay | Elliston | Newfoundland and Labrador | Municipal or another local authority | Municipal or another local authority | Continuous | Quarterly | Quarterly | 0 | 255.2 | 25224 | 90 | 29 | 25 | 4 | 32 | 25 | 7 |  |  | Approved
27994 | 2021-Q2 | Town of Elliston | Elliston Bay | Elliston | Newfoundland and Labrador | Municipal or another local authority | Municipal or another local authority | Continuous | Quarterly | Quarterly | 0 | 255.2 | 66323 | 91 | 39 | 25 | 14 | 76 | 25 | 51 |  |  | Approved
27994 | 2021-Q3 | Town of Elliston | Elliston Bay | Elliston | Newfoundland and Labrador | Municipal or another local authority | Municipal or another local authority | Continuous | Quarterly | Quarterly | 0 | 255.2 | 45498 | 92 | 104 | 25 | 79 | 59 | 25 | 34 |  |  | Approved
27994 | 2021-Q4 | Town of Elliston | Elliston Bay | Elliston | Newfoundland and Labrador | Municipal or another local authority | Municipal or another local authority | Continuous | Quarterly | Quarterly | 0 | 255.2 | 14140 | 92 | 149 | 25 | 124 | 437 | 25 | 412 |  |  | Approved
27994 | 2022-Q1 | Town of Elliston | Elliston Bay | Elliston | Newfoundland and Labrador | Municipal or another local authority | Municipal or another local authority | Continuous | Quarterly | Quarterly | 0 | 414.2 | 14211 | 90 | 25 | 25 | 0 | 14 | 25 | -11 |  |  | Approved
27994 | 2022-Q2 | Town of Elliston | Elliston Bay | Elliston | Newfoundland and Labrador | Municipal or another local authority | Municipal or another local authority | Continuous | Quarterly | Quarterly | 0 | 414.2 | 10660 | 91 | 98 | 25 | 73 | 46 | 25 | 21 |  |  | Approved
27994 | 2022-Q3 | Town of Elliston | Elliston Bay | Elliston | Newfoundland and Labrador | Municipal or another local authority | Municipal or another local authority | Continuous | Quarterly | Quarterly | 0 | 414.2 | 6223 | 92 | 52 | 25 | 27 | 31 | 25 | 6 |  |  | Approved
27994 | 2022-Q4 | Town of Elliston | Elliston Bay | Elliston | Newfoundland and Labrador | Municipal or another local authority | Municipal or another local authority | Continuous | Quarterly | Quarterly | 0 | 414.2 | 9712 | 92 | 87 | 25 | 62 | 176 | 25 | 151 |  |  | Approved
27994 | 2023-Q1 | Town of Elliston | Elliston Bay | Elliston | Newfoundland and Labrador | Municipal or another local authority | Municipal or another local authority | Continuous | Quarterly | Quarterly | 0 | 111.8 | 30449 | 90 | 97 | 25 | 72 | 135 | 25 | 110 |  |  | Approved
27994 | 2023-Q2 | Town of Elliston | Elliston Bay | Elliston | Newfoundland and Labrador | Municipal or another local authority | Municipal or another local authority | Continuous | Quarterly | Quarterly | 0 | 111.8 | 41896 | 91 | 35 | 25 | 10 | 75 | 25 | 50 |  |  | Approved
27994 | 2023-Q3 | Town of Elliston | Elliston Bay | Elliston | Newfoundland and Labrador | Municipal or another local authority | Municipal or another local authority | Continuous | Quarterly | Quarterly | 0 | 111.8 | 16334 | 92 | 46 | 25 | 21 | 41 | 25 | 16 |  |  | Approved
27994 | 2023-Q4 | Town of Elliston | Elliston Bay | Elliston | Newfoundland and Labrador | Municipal or another local authority | Municipal or another local authority | Continuous | Quarterly | Quarterly | 0 | 111.8 | 40457 | 92 | 35 | 25 | 10 | 27 | 25 | 2 |  |  | Approved
27994 | 2024-Q1 | Town of Elliston | Elliston Bay | Elliston | Newfoundland and Labrador | Municipal or another local authority | Municipal or another local authority | Continuous | Quarterly | Quarterly | 0 | 353.8 | 26713 | 91 | 163 | 25 | 138 | 641 | 25 | 616 |  |  | Approved
27994 | 2024-Q2 | Town of Elliston | Elliston Bay | Elliston | Newfoundland and Labrador | Municipal or another local authority | Municipal or another local authority | Continuous | Quarterly | Quarterly | 0 | 353.8 | 32985 | 91 | 43 | 25 | 18 | 41 | 25 | 16 |  |  | Approved
27994 | 2024-Q3 | Town of Elliston | Elliston Bay | Elliston | Newfoundland and Labrador | Municipal or another local authority | Municipal or another local authority | Continuous | Quarterly | Quarterly | 0 | 353.8 | 14356 | 92 | 70 | 25 | 45 | 97 | 25 | 72 |  |  | Approved
27994 | 2024-Q4 | Town of Elliston | Elliston Bay | Elliston | Newfoundland and Labrador | Municipal or another local authority | Municipal or another local authority | Continuous | Quarterly | Quarterly | 0 | 353.8 | 36280 | 92 | 33 | 25 | 8 | 35 | 25 | 10 |  |  | Approved
27995 | 2014-Q4 | Town of Clarke's Beach | Clarke's Beach Outfall | Clarke's Beach | Newfoundland and Labrador | Municipal or another local authority | Municipal or another local authority | Continuous | Quarterly | Quarterly | 0 | 200 | 2172 | 12 | 109 | 0 | 0 | 103 | 0 | 0 |  |  | Approved
27995 | 2015-Q1 | Town of Clarke's Beach | Clarke's Beach Outfall | Clarke's Beach | Newfoundland and Labrador | Municipal or another local authority | Municipal or another local authority | Continuous | Quarterly | Quarterly | 0 | 200 | 15840 | 90 | 20 | 25 | -5 | 15 | 25 | -10 |  |  | Approved
27995 | 2015-Q2 | Town of Clarke's Beach | Clarke's Beach Outfall | Clarke's Beach | Newfoundland and Labrador | Municipal or another local authority | Municipal or another local authority | Continuous | Quarterly | Quarterly | 0 | 200 | 14378 | 91 | 62 | 25 | 37 | 66 | 25 | 41 |  |  | Approved
27995 | 2015-Q3 | Town of Clarke's Beach | Clarke's Beach Outfall | Clarke's Beach | Newfoundland and Labrador | Municipal or another local authority | Municipal or another local authority | Continuous | Quarterly | Quarterly | 0 | 200 | 10138 | 92 | 24 | 25 | -1 | 22 | 25 | -3 |  |  | Approved
27995 | 2015-Q4 | Town of Clarke's Beach | Clarke's Beach Outfall | Clarke's Beach | Newfoundland and Labrador | Municipal or another local authority | Municipal or another local authority | Continuous | Quarterly | Quarterly | 0 | 200 | 16064 | 92 | 24 | 25 | -1 | 23 | 25 | -2 |  |  | Approved
27995 | 2016-Q1 | Town of Clarke's Beach | Clarke's Beach Outfall | Clarke's Beach | Newfoundland and Labrador | Municipal or another local authority | Municipal or another local authority | Continuous | Quarterly | Quarterly | 0 | 154.6 | 13873 | 91 | 8 | 25 | -17 | 15 | 25 | -10 |  |  | Approved
27995 | 2016-Q2 | Town of Clarke's Beach | Clarke's Beach Outfall | Clarke's Beach | Newfoundland and Labrador | Municipal or another local authority | Municipal or another local authority | Continuous | Quarterly | Quarterly | 0 | 154.6 | 12174 | 91 | 197 | 25 | 172 | 98 | 25 | 73 |  |  | Approved
27995 | 2016-Q3 | Town of Clarke's Beach | Clarke's Beach Outfall | Clarke's Beach | Newfoundland and Labrador | Municipal or another local authority | Municipal or another local authority | Continuous | Quarterly | Quarterly | 0 | 154.6 | 13151 | 92 | 22 | 25 | -3 | 40 | 25 | 15 |  |  | Approved
27995 | 2016-Q4 | Town of Clarke's Beach | Clarke's Beach Outfall | Clarke's Beach | Newfoundland and Labrador | Municipal or another local authority | Municipal or another local authority | Continuous | Quarterly | Quarterly | 0 | 154.6 | 11924 | 92 | 60 | 25 | 35 | 24 | 25 | -1 |  |  | Approved
27995 | 2017-Q1 | Town of Clarke's Beach | Clarke's Beach Outfall | Clarke's Beach | Newfoundland and Labrador | Municipal or another local authority | Municipal or another local authority | Continuous | Quarterly | Quarterly | 0 | 139.7 | 15210 | 90 | 44 | 25 | 19 | 22 | 25 | -3 |  |  | Approved
27995 | 2017-Q2 | Town of Clarke's Beach | Clarke's Beach Outfall | Clarke's Beach | Newfoundland and Labrador | Municipal or another local authority | Municipal or another local authority | Continuous | Quarterly | Quarterly | 0 | 139.7 | 13650 | 91 | 31 | 25 | 6 | 42 | 25 | 17 |  |  | Approved
27995 | 2017-Q3 | Town of Clarke's Beach | Clarke's Beach Outfall | Clarke's Beach | Newfoundland and Labrador | Municipal or another local authority | Municipal or another local authority | Continuous | Quarterly | Quarterly | 0 | 139.7 | 10569 | 92 | 19 | 25 | -6 | 28 | 25 | 3 |  |  | Approved
27995 | 2017-Q4 | Town of Clarke's Beach | Clarke's Beach Outfall | Clarke's Beach | Newfoundland and Labrador | Municipal or another local authority | Municipal or another local authority | Continuous | Quarterly | Quarterly | 0 | 139.7 | 9099 | 92 | 24 | 25 | -1 | 25 | 25 | 0 |  |  | Approved
27995 | 2018-Q1 | Town of Clarke's Beach | Clarke's Beach Outfall | Clarke's Beach | Newfoundland and Labrador | Municipal or another local authority | Municipal or another local authority | Continuous | Quarterly | Quarterly | 0 | 133 | 12590 | 90 | 63 | 25 | 38 | 163 | 25 | 138 |  |  | Approved
27995 | 2018-Q2 | Town of Clarke's Beach | Clarke's Beach Outfall | Clarke's Beach | Newfoundland and Labrador | Municipal or another local authority | Municipal or another local authority | Continuous | Quarterly | Quarterly | 0 | 133 | 10011 | 91 | 208 | 25 | 183 | 242 | 25 | 217 |  |  | Approved
27995 | 2018-Q3 | Town of Clarke's Beach | Clarke's Beach Outfall | Clarke's Beach | Newfoundland and Labrador | Municipal or another local authority | Municipal or another local authority | Continuous | Quarterly | Quarterly | 0 | 133 | 12972 | 92 | 81 | 25 | 56 | 49 | 25 | 24 |  |  | Approved
27995 | 2018-Q4 | Town of Clarke's Beach | Clarke's Beach Outfall | Clarke's Beach | Newfoundland and Labrador | Municipal or another local authority | Municipal or another local authority | Continuous | Quarterly | Quarterly | 0 | 133 | 7791.7 | 92 | 119 | 25 | 94 | 84 | 25 | 59 |  |  | Approved
27995 | 2019-Q1 | Town of Clarke's Beach | Clarke's Beach Outfall | Clarke's Beach | Newfoundland and Labrador | Municipal or another local authority | Municipal or another local authority | Continuous | Quarterly | Quarterly | 0 | 118.8 | 28342 | 90 | 133 | 25 | 108 | 148 | 25 | 123 |  |  | Approved
27995 | 2019-Q2 | Town of Clarke's Beach | Clarke's Beach Outfall | Clarke's Beach | Newfoundland and Labrador | Municipal or another local authority | Municipal or another local authority | Continuous | Quarterly | Quarterly | 0 | 118.8 | 41156 | 91 | 306 | 25 | 281 | 298 | 25 | 273 |  |  | Approved
27995 | 2019-Q3 | Town of Clarke's Beach | Clarke's Beach Outfall | Clarke's Beach | Newfoundland and Labrador | Municipal or another local authority | Municipal or another local authority | Continuous | Quarterly | Quarterly | 0 | 118.8 | 19693 | 92 | 164 | 25 | 139 | 97 | 25 | 72 |  |  | Approved
27995 | 2019-Q4 | Town of Clarke's Beach | Clarke's Beach Outfall | Clarke's Beach | Newfoundland and Labrador | Municipal or another local authority | Municipal or another local authority | Continuous | Quarterly | Quarterly | 0 | 118.8 | 9460 | 92 | 194 | 25 | 169 | 213 | 25 | 188 |  |  | Approved
27995 | 2020-Q1 | Town of Clarke's Beach | Clarke's Beach Outfall | Clarke's Beach | Newfoundland and Labrador | Municipal or another local authority | Municipal or another local authority | Continuous | Quarterly | Quarterly | 0 | 270.3 | 8554 | 91 | 231 | 25 | 206 | 197 | 25 | 172 |  |  | Approved
27995 | 2020-Q2 | Town of Clarke's Beach | Clarke's Beach Outfall | Clarke's Beach | Newfoundland and Labrador | Municipal or another local authority | Municipal or another local authority | Continuous | Quarterly | Quarterly | 0 | 270.3 | 15652 | 91 | 224 | 25 | 199 | 274 | 25 | 249 |  |  | Approved
27995 | 2020-Q3 | Town of Clarke's Beach | Clarke's Beach Outfall | Clarke's Beach | Newfoundland and Labrador | Municipal or another local authority | Municipal or another local authority | Continuous | Quarterly | Quarterly | 0 | 270.3 | 17668 | 92 | 177 | 25 | 152 | 245 | 25 | 220 |  |  | Approved
27995 | 2020-Q4 | Town of Clarke's Beach | Clarke's Beach Outfall | Clarke's Beach | Newfoundland and Labrador | Municipal or another local authority | Municipal or another local authority | Continuous | Quarterly | Quarterly | 0 | 270.3 | 13500 | 92 | 110 | 25 | 85 | 126 | 25 | 101 |  |  | Approved
27995 | 2021-Q1 | Town of Clarke's Beach | Clarke's Beach Outfall | Clarke's Beach | Newfoundland and Labrador | Municipal or another local authority | Municipal or another local authority | Continuous | Quarterly | Quarterly | 0 | 151.3 | 11778 | 90 | 215 | 25 | 190 | 552 | 25 | 527 |  |  | Approved
27995 | 2021-Q2 | Town of Clarke's Beach | Clarke's Beach Outfall | Clarke's Beach | Newfoundland and Labrador | Municipal or another local authority | Municipal or another local authority | Continuous | Quarterly | Quarterly | 0 | 151.3 | 11499 | 91 | 216 | 25 | 191 | 307 | 25 | 282 |  |  | Approved
27995 | 2021-Q3 | Town of Clarke's Beach | Clarke's Beach Outfall | Clarke's Beach | Newfoundland and Labrador | Municipal or another local authority | Municipal or another local authority | Continuous | Quarterly | Quarterly | 0 | 151.3 | 7302 | 92 | 249 | 25 | 224 | 151 | 25 | 126 |  |  | Approved
27995 | 2021-Q4 | Town of Clarke's Beach | Clarke's Beach Outfall | Clarke's Beach | Newfoundland and Labrador | Municipal or another local authority | Municipal or another local authority | Continuous | Quarterly | Quarterly | 0 | 151.3 | 7592 | 92 | 231 | 25 | 206 | 346 | 25 | 321 |  |  | Approved
27995 | 2022-Q1 | Town of Clarke's Beach | Clarke's Beach Outfall | Clarke's Beach | Newfoundland and Labrador | Municipal or another local authority | Municipal or another local authority | Continuous | Quarterly | Quarterly | 0 | 104.6 | 12339 | 90 | 244 | 25 | 219 | 138 | 25 | 113 |  |  | Approved
27995 | 2022-Q2 | Town of Clarke's Beach | Clarke's Beach Outfall | Clarke's Beach | Newfoundland and Labrador | Municipal or another local authority | Municipal or another local authority | Continuous | Quarterly | Quarterly | 0 | 104.6 | 9946 | 91 | 184 | 25 | 159 | 242 | 25 | 217 |  |  | Approved
27995 | 2022-Q3 | Town of Clarke's Beach | Clarke's Beach Outfall | Clarke's Beach | Newfoundland and Labrador | Municipal or another local authority | Municipal or another local authority | Continuous | Quarterly | Quarterly | 0 | 104.6 | 66329 | 92 | 72 | 25 | 47 | 52 | 25 | 27 |  |  | Approved
27995 | 2022-Q4 | Town of Clarke's Beach | Clarke's Beach Outfall | Clarke's Beach | Newfoundland and Labrador | Municipal or another local authority | Municipal or another local authority | Continuous | Quarterly | Quarterly | 0 | 104.6 | 5563 | 92 | 210 | 25 | 185 | 168 | 25 | 143 |  |  | Approved
27995 | 2023-Q1 | Town of Clarke's Beach | Clarke's Beach Outfall | Clarke's Beach | Newfoundland and Labrador | Municipal or another local authority | Municipal or another local authority | Continuous | Quarterly | Quarterly | 0 | 258 | 5665 | 90 | 188 | 25 | 163 | 167 | 25 | 142 |  |  | Approved
27995 | 2023-Q2 | Town of Clarke's Beach | Clarke's Beach Outfall | Clarke's Beach | Newfoundland and Labrador | Municipal or another local authority | Municipal or another local authority | Continuous | Quarterly | Quarterly | 0 | 258 | 6153 | 91 | 217 | 25 | 192 | 99 | 25 | 74 |  |  | Approved
27995 | 2023-Q3 | Town of Clarke's Beach | Clarke's Beach Outfall | Clarke's Beach | Newfoundland and Labrador | Municipal or another local authority | Municipal or another local authority | Continuous | Quarterly | Quarterly | 0 | 258 | 2480 | 92 | 234 | 25 | 209 | 507 | 25 | 482 |  |  | Approved
27995 | 2023-Q4 | Town of Clarke's Beach | Clarke's Beach Outfall | Clarke's Beach | Newfoundland and Labrador | Municipal or another local authority | Municipal or another local authority | Continuous | Quarterly | Quarterly | 0 | 258 | 16817 | 92 | 208 | 25 | 183 | 163 | 25 | 138 |  |  | Approved
27995 | 2024-Q1 | Town of Clarke's Beach | Clarke's Beach Outfall | Clarke's Beach | Newfoundland and Labrador | Municipal or another local authority | Municipal or another local authority | Continuous | Quarterly | Quarterly | 0 | 85.2 | 12576 | 91 | 216 | 25 | 191 | 179 | 25 | 154 |  |  | Approved
27995 | 2024-Q2 | Town of Clarke's Beach | Clarke's Beach Outfall | Clarke's Beach | Newfoundland and Labrador | Municipal or another local authority | Municipal or another local authority | Continuous | Quarterly | Quarterly | 0 | 85.2 | 9859 | 91 | 211 | 25 | 186 | 146 | 25 | 121 |  |  | Approved
27995 | 2024-Q3 | Town of Clarke's Beach | Clarke's Beach Outfall | Clarke's Beach | Newfoundland and Labrador | Municipal or another local authority | Municipal or another local authority | Continuous | Quarterly | Quarterly | 0 | 85.2 | 4896 | 92 | 228 | 25 | 203 | 290 | 25 | 265 |  |  | Approved
27995 | 2024-Q4 | Town of Clarke's Beach | Clarke's Beach Outfall | Clarke's Beach | Newfoundland and Labrador | Municipal or another local authority | Municipal or another local authority | Continuous | Quarterly | Quarterly | 0 | 85.2 | 7909 | 92 | 131 | 25 | 106 | 243 | 25 | 218 |  |  | Approved
28025 | 2015-annuel/annual | PasadenaNL | Wastewater Treatment Lagoon | Pasadena | Newfoundland and Labrador | Municipal or another local authority | Municipal or another local authority | Continuous | Annually | Annually | 0 | 1140 | 416100 | 365 | 4.9 | 25 | -20.1 | 7.6 | 25 | -17.4 |  |  | Approved
28025 | 2016-annuel/annual | PasadenaNL | Wastewater Treatment Lagoon | Pasadena | Newfoundland and Labrador | Municipal or another local authority | Municipal or another local authority | Continuous | Annually | Annually | 0 | 1140 | 416100 | 365 | 6.4 | 25 | -18.6 | 3.5 | 25 | -21.5 |  |  | Approved
28025 | 2017-annuel/annual | PasadenaNL | Wastewater Treatment Lagoon | Pasadena | Newfoundland and Labrador | Municipal or another local authority | Municipal or another local authority | Continuous | Annually | Annually | 0 | 1136.9 | 576335 | 365 | 15 | 25 | -10 | 5 | 25 | -20 |  |  | Approved
28025 | 2018-annuel/annual | PasadenaNL | Wastewater Treatment Lagoon | Pasadena | Newfoundland and Labrador | Municipal or another local authority | Municipal or another local authority | Continuous | Annually | Annually | 0 | 1579 | 555958 | 365 | 14 | 25 | -11 | 9 | 25 | -16 |  |  | Approved
28025 | 2019-annuel/annual | PasadenaNL | Wastewater Treatment Lagoon | Pasadena | Newfoundland and Labrador | Municipal or another local authority | Municipal or another local authority | Continuous | Annually | Annually | 0 | 1523.2 | 478319 | 365 | 13 | 25 | -12 | 10 | 25 | -15 |  |  | Approved
28025 | 2020-annuel/annual | PasadenaNL | Wastewater Treatment Lagoon | Pasadena | Newfoundland and Labrador | Municipal or another local authority | Municipal or another local authority | Continuous | Annually | Annually | 0 | 1310.5 | 460944 | 366 | 32 | 25 | 7 | 11 | 25 | -14 |  |  | Approved
28025 | 2021-annuel/annual | PasadenaNL | Wastewater Treatment Lagoon | Pasadena | Newfoundland and Labrador | Municipal or another local authority | Municipal or another local authority | Continuous | Annually | Annually | 0 | 1310.5 | 372800 | 365 | 38 | 25 | 13 | 16 | 25 | -9 |  |  | Approved
28025 | 2022-annuel/annual | PasadenaNL | Wastewater Treatment Lagoon | Pasadena | Newfoundland and Labrador | Municipal or another local authority | Municipal or another local authority | Continuous | Annually | Annually | 0 | 1021.4 | 359018 | 365 | 38 | 25 | 13 | 25 | 25 | 0 |  |  | Approved
28025 | 2023-annuel/annual | PasadenaNL | Wastewater Treatment Lagoon | Pasadena | Newfoundland and Labrador | Municipal or another local authority | Municipal or another local authority | Continuous | Annually | Annually | 0 | 983.6 | 342997 | 92 | 20.5 | 25 | -4.5 | 10 | 25 | -15 |  |  | Approved
28025 | 2024-annuel/annual | PasadenaNL | Wastewater Treatment Lagoon | Pasadena | Newfoundland and Labrador | Municipal or another local authority | Municipal or another local authority | Continuous | Annually | Annually | 0 | 939.7 | 478661 | 366 | 20.4 | 25 | -4.6 | 8.1 | 25 | -16.9 |  |  | Approved
28027 | 2015-Q1 | Town of Bay Roberts | Bay Roberts Wastewater System | Bay Roberts | Newfoundland and Labrador | Municipal or another local authority | Municipal or another local authority | Continuous | Quarterly | Quarterly | 0 | 140 | 12600 | 90 | 59.5 | 25 | 34.5 | 75.6 | 25 | 50.6 |  |  | Approved
28027 | 2015-Q2 | Town of Bay Roberts | Bay Roberts Wastewater System | Bay Roberts | Newfoundland and Labrador | Municipal or another local authority | Municipal or another local authority | Continuous | Quarterly | Quarterly | 0 | 140 | 12740 | 91 | 43 | 25 | 18 | 47 | 25 | 22 |  |  | Approved
28027 | 2015-Q3 | Town of Bay Roberts | Bay Roberts Wastewater System | Bay Roberts | Newfoundland and Labrador | Municipal or another local authority | Municipal or another local authority | Continuous | Quarterly | Quarterly | 0 | 140 | 12880 | 92 | 54 | 25 | 29 | 74 | 25 | 49 |  |  | Approved
28027 | 2015-Q4 | Town of Bay Roberts | Bay Roberts Wastewater System | Bay Roberts | Newfoundland and Labrador | Municipal or another local authority | Municipal or another local authority | Continuous | Quarterly | Quarterly | 0 | 140 | 12880 | 92 | 56.6 | 25 | 31.6 | 88.6 | 25 | 63.6 |  |  | Approved
28027 | 2016-Q1 | Town of Bay Roberts | Bay Roberts Wastewater System | Bay Roberts | Newfoundland and Labrador | Municipal or another local authority | Municipal or another local authority | Continuous | Quarterly | Quarterly | 0 | 140 | 12740 | 91 | 38 | 25 | 13 | 66.7 | 25 | 41.7 |  |  | Approved
28027 | 2016-Q2 | Town of Bay Roberts | Bay Roberts Wastewater System | Bay Roberts | Newfoundland and Labrador | Municipal or another local authority | Municipal or another local authority | Continuous | Quarterly | Quarterly | 0 | 140 | 12740 | 91 | 63 | 25 | 38 | 88 | 25 | 63 |  |  | Approved
28027 | 2016-Q3 | Town of Bay Roberts | Bay Roberts Wastewater System | Bay Roberts | Newfoundland and Labrador | Municipal or another local authority | Municipal or another local authority | Continuous | Quarterly | Quarterly | 0 | 140 | 128880 | 92 | 103.5 | 25 | 78.5 | 129 | 25 | 104 |  |  | Approved
28027 | 2016-Q4 | Town of Bay Roberts | Bay Roberts Wastewater System | Bay Roberts | Newfoundland and Labrador | Municipal or another local authority | Municipal or another local authority | Continuous | Quarterly | Quarterly | 0 | 140 | 12880 | 92 | 100 | 25 | 75 | 77 | 25 | 52 |  |  | Approved
28027 | 2017-Q1 | Town of Bay Roberts | Bay Roberts Wastewater System | Bay Roberts | Newfoundland and Labrador | Municipal or another local authority | Municipal or another local authority | Continuous | Quarterly | Quarterly | 0 | 456.9 | 12600 | 90 | 51 | 25 | 26 | 96 | 25 | 71 |  |  | Approved
28027 | 2017-Q2 | Town of Bay Roberts | Bay Roberts Wastewater System | Bay Roberts | Newfoundland and Labrador | Municipal or another local authority | Municipal or another local authority | Continuous | Quarterly | Quarterly | 0 | 456.9 | 41577.9 | 91 | 80 | 25 | 55 | 86 | 25 | 61 |  |  | Approved
28027 | 2017-Q3 | Town of Bay Roberts | Bay Roberts Wastewater System | Bay Roberts | Newfoundland and Labrador | Municipal or another local authority | Municipal or another local authority | Continuous | Quarterly | Quarterly | 0 | 456.9 | 42034.8 | 92 | 51 | 25 | 26 | 41 | 25 | 16 |  |  | Approved
28027 | 2017-Q4 | Town of Bay Roberts | Bay Roberts Wastewater System | Bay Roberts | Newfoundland and Labrador | Municipal or another local authority | Municipal or another local authority | Continuous | Quarterly | Quarterly | 0 | 456.9 | 42034.8 | 92 | 37 | 25 | 12 | 112.5 | 25 | 87.5 |  |  | Approved
28027 | 2018-Q1 | Town of Bay Roberts | Bay Roberts Wastewater System | Bay Roberts | Newfoundland and Labrador | Municipal or another local authority | Municipal or another local authority | Continuous | Quarterly | Quarterly | 0 | 378.8 | 34092 | 90 | 63 | 25 | 38 | 54 | 25 | 29 |  |  | Approved
28027 | 2018-Q2 | Town of Bay Roberts | Bay Roberts Wastewater System | Bay Roberts | Newfoundland and Labrador | Municipal or another local authority | Municipal or another local authority | Continuous | Quarterly | Quarterly | 0 | 378.8 | 12740 | 91 | 166 | 25 | 141 | 172.5 | 25 | 147.5 |  |  | Approved
28027 | 2018-Q3 | Town of Bay Roberts | Bay Roberts Wastewater System | Bay Roberts | Newfoundland and Labrador | Municipal or another local authority | Municipal or another local authority | Continuous | Quarterly | Quarterly | 0 | 378.8 | 34849.6 | 92 | 358 | 25 | 333 | 260 | 25 | 235 |  |  | Approved
28027 | 2018-Q4 | Town of Bay Roberts | Bay Roberts Wastewater System | Bay Roberts | Newfoundland and Labrador | Municipal or another local authority | Municipal or another local authority | Continuous | Quarterly | Quarterly | 0 | 378.8 | 34849.6 | 92 | 123.5 | 25 | 98.5 | 58.5 | 25 | 33.5 |  |  | Approved
28027 | 2021-Q3 | Town of Bay Roberts | Bay Roberts Wastewater System | Bay Roberts | Newfoundland and Labrador | Municipal or another local authority | Municipal or another local authority | Continuous | Quarterly | Quarterly | 0 | 319.3 | 29375.6 | 92 | 11 | 25 | -14 | 157 | 25 | 132 |  |  | Approved
28027 | 2021-Q4 | Town of Bay Roberts | Bay Roberts Wastewater System | Bay Roberts | Newfoundland and Labrador | Municipal or another local authority | Municipal or another local authority | Continuous | Quarterly | Quarterly | 0 | 319.3 | 29375.6 | 92 | 58 | 25 | 33 | 61 | 25 | 36 |  |  | Approved
28027 | 2022-Q1 | Town of Bay Roberts | Bay Roberts Wastewater System | Bay Roberts | Newfoundland and Labrador | Municipal or another local authority | Municipal or another local authority | Continuous | Quarterly | Quarterly | 0 | 319.3 | 28737 | 90 | 186 | 25 | 161 | 185 | 25 | 160 |  |  | Approved
28027 | 2022-Q2 | Town of Bay Roberts | Bay Roberts Wastewater System | Bay Roberts | Newfoundland and Labrador | Municipal or another local authority | Municipal or another local authority | Continuous | Quarterly | Quarterly | 0 | 319.3 | 29056.3 | 91 | 51 | 25 | 26 | 36 | 25 | 11 |  |  | Approved
28027 | 2022-Q3 | Town of Bay Roberts | Bay Roberts Wastewater System | Bay Roberts | Newfoundland and Labrador | Municipal or another local authority | Municipal or another local authority | Continuous | Quarterly | Quarterly | 0 | 319.3 | 29375.6 | 92 | 11 | 25 | -14 | 157 | 25 | 132 |  |  | Approved
28027 | 2023-Q1 | Town of Bay Roberts | Bay Roberts Wastewater System | Bay Roberts | Newfoundland and Labrador | Municipal or another local authority | Municipal or another local authority | Continuous | Quarterly | Quarterly | 0 | 319.3 | 28737 | 90 | 118 | 25 | 93 | 88.5 | 25 | 63.5 |  |  | Approved
28027 | 2023-Q2 | Town of Bay Roberts | Bay Roberts Wastewater System | Bay Roberts | Newfoundland and Labrador | Municipal or another local authority | Municipal or another local authority | Continuous | Quarterly | Quarterly | 0 | 319.3 | 29056.3 | 91 | 33 | 25 | 8 | 62 | 25 | 37 |  |  | Approved
28027 | 2023-Q3 | Town of Bay Roberts | Bay Roberts Wastewater System | Bay Roberts | Newfoundland and Labrador | Municipal or another local authority | Municipal or another local authority | Continuous | Quarterly | Quarterly | 0 | 319.3 | 29375.6 | 92 | 82 | 25 | 57 | 98 | 25 | 73 |  |  | Approved
28027 | 2023-Q4 | Town of Bay Roberts | Bay Roberts Wastewater System | Bay Roberts | Newfoundland and Labrador | Municipal or another local authority | Municipal or another local authority | Continuous | Quarterly | Quarterly | 0 | 319.3 | 29375.6 | 92 | 75 | 25 | 50 | 78 | 25 | 53 |  |  | Approved
28027 | 2024-Q1 | Town of Bay Roberts | Bay Roberts Wastewater System | Bay Roberts | Newfoundland and Labrador | Municipal or another local authority | Municipal or another local authority | Continuous | Quarterly | Quarterly | 0 | 319.3 | 29056.3 | 91 | 62 | 25 | 37 | 67 | 25 | 42 |  |  | Approved
28027 | 2024-Q2 | Town of Bay Roberts | Bay Roberts Wastewater System | Bay Roberts | Newfoundland and Labrador | Municipal or another local authority | Municipal or another local authority | Continuous | Quarterly | Quarterly | 0 | 319.3 | 29056.3 | 91 | 81 | 25 | 56 | 76 | 25 | 51 |  |  | Approved
28027 | 2024-Q3 | Town of Bay Roberts | Bay Roberts Wastewater System | Bay Roberts | Newfoundland and Labrador | Municipal or another local authority | Municipal or another local authority | Continuous | Quarterly | Quarterly | 0 | 319.3 | 29375.6 | 92 | 115 | 25 | 90 | 140 | 25 | 115 |  |  | Approved
28027 | 2024-Q4 | Town of Bay Roberts | Bay Roberts Wastewater System | Bay Roberts | Newfoundland and Labrador | Municipal or another local authority | Municipal or another local authority | Continuous | Quarterly | Quarterly | 0 | 319.3 | 29375.6 | 92 | 79 | 25 | 54 | 105 | 25 | 80 |  |  | Approved
28028 | 2015-Q1 | Town of Bay Roberts | Bay Roberts Wastewater System 2 | Bay Roberts | Newfoundland and Labrador | Municipal or another local authority | Municipal or another local authority | Continuous | Quarterly | Quarterly | 0 | 380 | 34200 | 90 | 39 | 25 | 14 | 63.6 | 25 | 38.6 |  |  | Approved
28028 | 2015-Q2 | Town of Bay Roberts | Bay Roberts Wastewater System 2 | Bay Roberts | Newfoundland and Labrador | Municipal or another local authority | Municipal or another local authority | Continuous | Quarterly | Quarterly | 0 | 380 | 34580 | 91 | 38 | 25 | 13 | 58 | 25 | 33 |  |  | Approved
28028 | 2015-Q3 | Town of Bay Roberts | Bay Roberts Wastewater System 2 | Bay Roberts | Newfoundland and Labrador | Municipal or another local authority | Municipal or another local authority | Continuous | Quarterly | Quarterly | 0 | 380 | 34960 | 92 | 37 | 25 | 12 | 89 | 25 | 64 |  |  | Approved
28028 | 2015-Q4 | Town of Bay Roberts | Bay Roberts Wastewater System 2 | Bay Roberts | Newfoundland and Labrador | Municipal or another local authority | Municipal or another local authority | Continuous | Quarterly | Quarterly | 0 | 380 | 12880 | 92 | 41.3 | 25 | 16.3 | 375.3 | 25 | 350.3 |  |  | Approved
28028 | 2016-Q1 | Town of Bay Roberts | Bay Roberts Wastewater System 2 | Bay Roberts | Newfoundland and Labrador | Municipal or another local authority | Municipal or another local authority | Continuous | Quarterly | Quarterly | 0 | 319.5 | 34580 | 91 | 38 | 25 | 13 | 51.3 | 25 | 26.3 |  |  | Approved
28028 | 2016-Q2 | Town of Bay Roberts | Bay Roberts Wastewater System 2 | Bay Roberts | Newfoundland and Labrador | Municipal or another local authority | Municipal or another local authority | Continuous | Quarterly | Quarterly | 0 | 319.5 | 29074.5 | 91 | 51 | 25 | 26 | 74 | 25 | 49 |  |  | Approved
28028 | 2016-Q3 | Town of Bay Roberts | Bay Roberts Wastewater System 2 | Bay Roberts | Newfoundland and Labrador | Municipal or another local authority | Municipal or another local authority | Continuous | Quarterly | Quarterly | 0 | 319.5 | 29394 | 92 | 123.5 | 25 | 98.5 | 159.3 | 25 | 134.3 |  |  | Approved
28028 | 2016-Q4 | Town of Bay Roberts | Bay Roberts Wastewater System 2 | Bay Roberts | Newfoundland and Labrador | Municipal or another local authority | Municipal or another local authority | Continuous | Quarterly | Quarterly | 0 | 319.5 | 29394 | 92 | 44 | 25 | 19 | 38 | 25 | 13 |  |  | Approved
28028 | 2017-Q1 | Town of Bay Roberts | Bay Roberts Wastewater System 2 | Bay Roberts | Newfoundland and Labrador | Municipal or another local authority | Municipal or another local authority | Continuous | Quarterly | Quarterly | 0 | 334.5 | 30105 | 90 | 28 | 25 | 3 | 103 | 25 | 78 |  |  | Approved
28028 | 2017-Q2 | Town of Bay Roberts | Bay Roberts Wastewater System 2 | Bay Roberts | Newfoundland and Labrador | Municipal or another local authority | Municipal or another local authority | Continuous | Quarterly | Quarterly | 0 | 334.5 | 30439.5 | 91 | 69 | 25 | 44 | 175 | 25 | 150 |  |  | Approved
28028 | 2017-Q3 | Town of Bay Roberts | Bay Roberts Wastewater System 2 | Bay Roberts | Newfoundland and Labrador | Municipal or another local authority | Municipal or another local authority | Continuous | Quarterly | Quarterly | 0 | 334.5 | 30774 | 92 | 72 | 25 | 47 | 125 | 25 | 100 |  |  | Approved
28028 | 2017-Q4 | Town of Bay Roberts | Bay Roberts Wastewater System 2 | Bay Roberts | Newfoundland and Labrador | Municipal or another local authority | Municipal or another local authority | Continuous | Quarterly | Quarterly | 0 | 334.5 | 30774 | 92 | 57.5 | 25 | 32.5 | 107 | 25 | 82 |  |  | Approved
28028 | 2018-Q1 | Town of Bay Roberts | Bay Roberts Wastewater System 2 | Bay Roberts | Newfoundland and Labrador | Municipal or another local authority | Municipal or another local authority | Continuous | Quarterly | Quarterly | 0 | 334.5 | 34200 | 90 | 63 | 25 | 38 | 54 | 25 | 29 |  |  | Approved
28028 | 2018-Q2 | Town of Bay Roberts | Bay Roberts Wastewater System 2 | Bay Roberts | Newfoundland and Labrador | Municipal or another local authority | Municipal or another local authority | Continuous | Quarterly | Quarterly | 0 | 334.5 | 34580 | 91 | 61.5 | 25 | 36.5 | 94.5 | 25 | 69.5 |  |  | Approved
28028 | 2018-Q3 | Town of Bay Roberts | Bay Roberts Wastewater System 2 | Bay Roberts | Newfoundland and Labrador | Municipal or another local authority | Municipal or another local authority | Continuous | Quarterly | Quarterly | 0 | 334.5 | 30774 | 92 | 58 | 25 | 33 | 56 | 25 | 31 |  |  | Approved
28028 | 2018-Q4 | Town of Bay Roberts | Bay Roberts Wastewater System 2 | Bay Roberts | Newfoundland and Labrador | Municipal or another local authority | Municipal or another local authority | Continuous | Quarterly | Quarterly | 0 | 334.5 | 30774 | 92 | 78 | 25 | 53 | 73.5 | 25 | 48.5 |  |  | Approved
28028 | 2021-Q3 | Town of Bay Roberts | Bay Roberts Wastewater System 2 | Bay Roberts | Newfoundland and Labrador | Municipal or another local authority | Municipal or another local authority | Continuous | Quarterly | Quarterly | 0 | 357.1 | 32853.2 | 92 | 33 | 25 | 8 | 42 | 25 | 17 |  |  | Approved
28028 | 2021-Q4 | Town of Bay Roberts | Bay Roberts Wastewater System 2 | Bay Roberts | Newfoundland and Labrador | Municipal or another local authority | Municipal or another local authority | Continuous | Quarterly | Quarterly | 0 | 357.1 | 32853.2 | 92 | 51 | 25 | 26 | 79 | 25 | 54 |  |  | Approved
28028 | 2022-Q1 | Town of Bay Roberts | Bay Roberts Wastewater System 2 | Bay Roberts | Newfoundland and Labrador | Municipal or another local authority | Municipal or another local authority | Continuous | Quarterly | Quarterly | 0 | 357.1 | 32139 | 90 | 72 | 25 | 47 | 197 | 25 | 172 |  |  | Approved
28028 | 2022-Q2 | Town of Bay Roberts | Bay Roberts Wastewater System 2 | Bay Roberts | Newfoundland and Labrador | Municipal or another local authority | Municipal or another local authority | Continuous | Quarterly | Quarterly | 0 | 357.1 | 32496.1 | 91 | 48 | 25 | 23 | 45 | 25 | 20 |  |  | Approved
28028 | 2022-Q3 | Town of Bay Roberts | Bay Roberts Wastewater System 2 | Bay Roberts | Newfoundland and Labrador | Municipal or another local authority | Municipal or another local authority | Continuous | Quarterly | Quarterly | 0 | 357.1 | 32853.2 | 92 | 33 | 25 | 8 | 42 | 25 | 17 |  |  | Approved
28028 | 2023-Q1 | Town of Bay Roberts | Bay Roberts Wastewater System 2 | Bay Roberts | Newfoundland and Labrador | Municipal or another local authority | Municipal or another local authority | Continuous | Quarterly | Quarterly | 0 | 357.1 | 32139 | 90 | 60 | 25 | 35 | 72.5 | 25 | 47.5 |  |  | Approved
28028 | 2023-Q2 | Town of Bay Roberts | Bay Roberts Wastewater System 2 | Bay Roberts | Newfoundland and Labrador | Municipal or another local authority | Municipal or another local authority | Continuous | Quarterly | Quarterly | 0 | 357.1 | 32496.1 | 91 | 54 | 25 | 29 | 50 | 25 | 25 |  |  | Approved
28028 | 2023-Q3 | Town of Bay Roberts | Bay Roberts Wastewater System 2 | Bay Roberts | Newfoundland and Labrador | Municipal or another local authority | Municipal or another local authority | Continuous | Quarterly | Quarterly | 0 | 357.1 | 32853.2 | 92 | 86 | 25 | 61 | 112 | 25 | 87 |  |  | Approved
28028 | 2023-Q4 | Town of Bay Roberts | Bay Roberts Wastewater System 2 | Bay Roberts | Newfoundland and Labrador | Municipal or another local authority | Municipal or another local authority | Continuous | Quarterly | Quarterly | 0 | 357.1 | 34960 | 92 | 54 | 25 | 29 | 50 | 25 | 25 |  |  | Approved
28028 | 2024-Q1 | Town of Bay Roberts | Bay Roberts Wastewater System 2 | Bay Roberts | Newfoundland and Labrador | Municipal or another local authority | Municipal or another local authority | Continuous | Quarterly | Quarterly | 0 | 362.9 | 33023.9 | 91 | 31 | 25 | 6 | 144 | 25 | 119 |  |  | Approved
28028 | 2024-Q2 | Town of Bay Roberts | Bay Roberts Wastewater System 2 | Bay Roberts | Newfoundland and Labrador | Municipal or another local authority | Municipal or another local authority | Continuous | Quarterly | Quarterly | 0 | 362.9 | 33023.9 | 91 | 32 | 25 | 7 | 46 | 25 | 21 |  |  | Approved
28028 | 2024-Q3 | Town of Bay Roberts | Bay Roberts Wastewater System 2 | Bay Roberts | Newfoundland and Labrador | Municipal or another local authority | Municipal or another local authority | Continuous | Quarterly | Quarterly | 0 | 362.9 | 33386.8 | 92 | 85 | 25 | 60 | 128 | 25 | 103 |  |  | Approved
28028 | 2024-Q4 | Town of Bay Roberts | Bay Roberts Wastewater System 2 | Bay Roberts | Newfoundland and Labrador | Municipal or another local authority | Municipal or another local authority | Continuous | Quarterly | Quarterly | 0 | 362.9 | 33386.8 | 92 | 72 | 25 | 47 | 87 | 25 | 62 |  |  | Approved
28110 | 2016-Q4 | Town of St. George's | Town of St. George's Outfalls | St. George's | Newfoundland and Labrador | Municipal or another local authority | Municipal or another local authority | Continuous | Quarterly | Quarterly | 0 | 400 | 32944 | 78 | 20 | 25 | -5 | 30 | 25 | 5 |  |  | Approved
28110 | 2017-Q1 | Town of St. George's | Town of St. George's Outfalls | St. George's | Newfoundland and Labrador | Municipal or another local authority | Municipal or another local authority | Continuous | Quarterly | Quarterly | 0 | 400 | 27277 | 90 | 26 | 25 | 1 | 14 | 25 | -11 |  |  | Approved
28110 | 2017-Q2 | Town of St. George's | Town of St. George's Outfalls | St. George's | Newfoundland and Labrador | Municipal or another local authority | Municipal or another local authority | Continuous | Quarterly | Quarterly | 0 | 400 | 70261 | 91 | 19 | 25 | -6 | 47 | 25 | 22 |  |  | Approved
28110 | 2017-Q3 | Town of St. George's | Town of St. George's Outfalls | St. George's | Newfoundland and Labrador | Municipal or another local authority | Municipal or another local authority | Continuous | Quarterly | Quarterly | 0 | 400 | 70501 | 92 | 15 | 25 | -10 | 42 | 25 | 17 |  |  | Approved
28110 | 2017-Q4 | Town of St. George's | Town of St. George's Outfalls | St. George's | Newfoundland and Labrador | Municipal or another local authority | Municipal or another local authority | Continuous | Quarterly | Quarterly | 0 | 400 | 79576 | 92 | 31 | 25 | 6 | 26 | 25 | 1 |  |  | Approved
28110 | 2018-Q1 | Town of St. George's | Town of St. George's Outfalls | St. George's | Newfoundland and Labrador | Municipal or another local authority | Municipal or another local authority | Continuous | Quarterly | Quarterly | 0 | 678.4 | 96003 | 90 | 60 | 25 | 35 | 82 | 25 | 57 |  |  | Approved
28110 | 2018-Q2 | Town of St. George's | Town of St. George's Outfalls | St. George's | Newfoundland and Labrador | Municipal or another local authority | Municipal or another local authority | Continuous | Quarterly | Quarterly | 0 | 678.4 | 52871 | 91 | 95 | 25 | 70 | 114 | 25 | 89 |  |  | Approved
28110 | 2018-Q3 | Town of St. George's | Town of St. George's Outfalls | St. George's | Newfoundland and Labrador | Municipal or another local authority | Municipal or another local authority | Continuous | Quarterly | Quarterly | 0 | 678.4 | 35099 | 92 | 165 | 25 | 140 | 148 | 25 | 123 |  |  | Approved
28110 | 2018-Q4 | Town of St. George's | Town of St. George's Outfalls | St. George's | Newfoundland and Labrador | Municipal or another local authority | Municipal or another local authority | Continuous | Quarterly | Quarterly | 0 | 678.4 | 61268.5 | 92 | 86 | 25 | 61 | 180 | 25 | 155 |  |  | Approved
28110 | 2019-Q1 | Town of St. George's | Town of St. George's Outfalls | St. George's | Newfoundland and Labrador | Municipal or another local authority | Municipal or another local authority | Continuous | Quarterly | Quarterly | 0 | 671.9 | 72051 | 90 | 77 | 25 | 52 | 70 | 25 | 45 |  |  | Approved
28110 | 2019-Q2 | Town of St. George's | Town of St. George's Outfalls | St. George's | Newfoundland and Labrador | Municipal or another local authority | Municipal or another local authority | Continuous | Quarterly | Quarterly | 0 | 671.9 | 72039 | 91 | 55 | 25 | 30 | 55 | 25 | 30 |  |  | Approved
28110 | 2019-Q3 | Town of St. George's | Town of St. George's Outfalls | St. George's | Newfoundland and Labrador | Municipal or another local authority | Municipal or another local authority | Continuous | Quarterly | Quarterly | 0 | 671.9 | 75939 | 92 | 79 | 25 | 54 | 133 | 25 | 108 |  |  | Approved
28110 | 2019-Q4 | Town of St. George's | Town of St. George's Outfalls | St. George's | Newfoundland and Labrador | Municipal or another local authority | Municipal or another local authority | Continuous | Quarterly | Quarterly | 0 | 671.9 | 34868 | 92 | 117 | 25 | 92 | 109 | 25 | 84 |  |  | Approved
28110 | 2020-Q1 | Town of St. George's | Town of St. George's Outfalls | St. George's | Newfoundland and Labrador | Municipal or another local authority | Municipal or another local authority | Continuous | Quarterly | Quarterly | 0 | 698.3 | 26026 | 91 | 125 | 25 | 100 | 143 | 25 | 118 |  |  | Approved
28110 | 2020-Q2 | Town of St. George's | Town of St. George's Outfalls | St. George's | Newfoundland and Labrador | Municipal or another local authority | Municipal or another local authority | Continuous | Quarterly | Quarterly | 0 | 698.3 | 38220 | 91 | 77 | 25 | 52 | 86 | 25 | 61 |  |  | Approved
28110 | 2020-Q3 | Town of St. George's | Town of St. George's Outfalls | St. George's | Newfoundland and Labrador | Municipal or another local authority | Municipal or another local authority | Continuous | Quarterly | Quarterly | 0 | 698.3 | 35212 | 92 | 133 | 25 | 108 | 110 | 25 | 85 |  |  | Approved
28110 | 2020-Q4 | Town of St. George's | Town of St. George's Outfalls | St. George's | Newfoundland and Labrador | Municipal or another local authority | Municipal or another local authority | Continuous | Quarterly | Quarterly | 0 | 698.3 | 57132 | 92 | 112 | 25 | 87 | 125 | 25 | 100 |  |  | Approved
28110 | 2021-Q1 | Town of St. George's | Town of St. George's Outfalls | St. George's | Newfoundland and Labrador | Municipal or another local authority | Municipal or another local authority | Continuous | Quarterly | Quarterly | 0 | 427.8 | 59028 | 90 | 187 | 25 | 162 | 127 | 25 | 102 |  |  | Approved
28110 | 2021-Q2 | Town of St. George's | Town of St. George's Outfalls | St. George's | Newfoundland and Labrador | Municipal or another local authority | Municipal or another local authority | Continuous | Quarterly | Quarterly | 0 | 427.8 | 32398 | 91 | 143 | 25 | 118 | 156 | 25 | 131 |  |  | Approved
28110 | 2021-Q3 | Town of St. George's | Town of St. George's Outfalls | St. George's | Newfoundland and Labrador | Municipal or another local authority | Municipal or another local authority | Continuous | Quarterly | Quarterly | 0 | 427.8 | 60441 | 92 | 140 | 25 | 115 | 174 | 25 | 149 |  |  | Approved
28110 | 2021-Q4 | Town of St. George's | Town of St. George's Outfalls | St. George's | Newfoundland and Labrador | Municipal or another local authority | Municipal or another local authority | Continuous | Quarterly | Quarterly | 0 | 427.8 | 102458 | 92 | 117 | 25 | 92 | 110 | 25 | 85 |  |  | Approved
28110 | 2022-Q1 | Town of St. George's | Town of St. George's Outfalls | St. George's | Newfoundland and Labrador | Municipal or another local authority | Municipal or another local authority | Continuous | Quarterly | Quarterly | 0 | 696.8 | 106607 | 90 | 72 | 25 | 47 | 76 | 25 | 51 |  |  | Approved
28110 | 2022-Q2 | Town of St. George's | Town of St. George's Outfalls | St. George's | Newfoundland and Labrador | Municipal or another local authority | Municipal or another local authority | Continuous | Quarterly | Quarterly | 0 | 696.8 | 71061 | 91 | 117 | 25 | 92 | 64 | 25 | 39 |  |  | Approved
28110 | 2022-Q3 | Town of St. George's | Town of St. George's Outfalls | St. George's | Newfoundland and Labrador | Municipal or another local authority | Municipal or another local authority | Continuous | Quarterly | Quarterly | 0 | 696.8 | 57410 | 92 | 108 | 25 | 83 | 91 | 25 | 66 |  |  | Approved
28110 | 2022-Q4 | Town of St. George's | Town of St. George's Outfalls | St. George's | Newfoundland and Labrador | Municipal or another local authority | Municipal or another local authority | Continuous | Quarterly | Quarterly | 0 | 696.8 | 44035 | 92 | 119 | 25 | 94 | 73 | 25 | 48 |  |  | Approved
28110 | 2023-Q1 | Town of St. George's | Town of St. George's Outfalls | St. George's | Newfoundland and Labrador | Municipal or another local authority | Municipal or another local authority | Continuous | Quarterly | Quarterly | 0 | 764.7 | 50987 | 90 | 84 | 25 | 59 | 136 | 25 | 111 |  |  | Approved
28110 | 2023-Q2 | Town of St. George's | Town of St. George's Outfalls | St. George's | Newfoundland and Labrador | Municipal or another local authority | Municipal or another local authority | Continuous | Quarterly | Quarterly | 0 | 764.7 | 39218 | 91 | 86 | 25 | 61 | 129 | 25 | 104 |  |  | Approved
28110 | 2023-Q3 | Town of St. George's | Town of St. George's Outfalls | St. George's | Newfoundland and Labrador | Municipal or another local authority | Municipal or another local authority | Continuous | Quarterly | Quarterly | 0 | 764.7 | 43612 | 92 | 80 | 25 | 55 | 114 | 25 | 89 |  |  | Approved
28110 | 2023-Q4 | Town of St. George's | Town of St. George's Outfalls | St. George's | Newfoundland and Labrador | Municipal or another local authority | Municipal or another local authority | Continuous | Quarterly | Quarterly | 0 | 764.7 | 44369 | 92 | 158 | 25 | 133 | 135 | 25 | 110 |  |  | Approved
28110 | 2024-Q1 | Town of St. George's | Town of St. George's Outfalls | St. George's | Newfoundland and Labrador | Municipal or another local authority | Municipal or another local authority | Continuous | Quarterly | Quarterly | 0 | 488.2 | 30466 | 91 | 138 | 25 | 113 | 107 | 25 | 82 |  |  | Approved
28110 | 2024-Q2 | Town of St. George's | Town of St. George's Outfalls | St. George's | Newfoundland and Labrador | Municipal or another local authority | Municipal or another local authority | Continuous | Quarterly | Quarterly | 0 | 488.2 | 68209 | 91 | 101 | 25 | 76 | 104 | 25 | 79 |  |  | Approved
28110 | 2024-Q3 | Town of St. George's | Town of St. George's Outfalls | St. George's | Newfoundland and Labrador | Municipal or another local authority | Municipal or another local authority | Continuous | Quarterly | Quarterly | 0 | 488.2 | 56557 | 92 | 129 | 25 | 104 | 99 | 25 | 74 |  |  | Approved
28110 | 2024-Q4 | Town of St. George's | Town of St. George's Outfalls | St. George's | Newfoundland and Labrador | Municipal or another local authority | Municipal or another local authority | Continuous | Quarterly | Quarterly | 0 | 488.2 | 52269 | 92 | 78 | 25 | 53 | 91 | 25 | 66 |  |  | Approved
28141 | 2016-annuel/annual | Whitbourne | Whitbourne Sewer Lagoon | Whitbourne | Newfoundland and Labrador | Municipal or another local authority | Municipal or another local authority | Continuous | Annually | Annually | 0 | 400 | 176082 | 297 | 13 | 25 | -12 | 10 | 25 | -15 |  |  | Approved
28141 | 2017-annuel/annual | Whitbourne | Whitbourne Sewer Lagoon | Whitbourne | Newfoundland and Labrador | Municipal or another local authority | Municipal or another local authority | Continuous | Annually | Annually | 0 | 400 | 256596 | 365 | 11 | 25 | -14 | 40 | 25 | 15 |  |  | Approved
28141 | 2018-annuel/annual | Whitbourne | Whitbourne Sewer Lagoon | Whitbourne | Newfoundland and Labrador | Municipal or another local authority | Municipal or another local authority | Continuous | Annually | Annually | 0 | 703 | 343253.3 | 365 | 17 | 25 | -8 | 21 | 25 | -4 |  |  | Approved
28141 | 2019-annuel/annual | Whitbourne | Whitbourne Sewer Lagoon | Whitbourne | Newfoundland and Labrador | Municipal or another local authority | Municipal or another local authority | Continuous | Annually | Annually | 0 | 940.4 | 231710 | 365 | 14 | 25 | -11 | 24 | 25 | -1 |  |  | Approved
28141 | 2020-annuel/annual | Whitbourne | Whitbourne Sewer Lagoon | Whitbourne | Newfoundland and Labrador | Municipal or another local authority | Municipal or another local authority | Continuous | Annually | Annually | 0 | 634.8 | 318918 | 366 | 32 | 25 | 7 | 33 | 25 | 8 |  |  | Approved
28141 | 2021-annuel/annual | Whitbourne | Whitbourne Sewer Lagoon | Whitbourne | Newfoundland and Labrador | Municipal or another local authority | Municipal or another local authority | Continuous | Annually | Annually | 0 | 871.4 | 199100 | 365 | 25 | 25 | 0 | 26 | 25 | 1 |  |  | Approved
28141 | 2022-annuel/annual | Whitbourne | Whitbourne Sewer Lagoon | Whitbourne | Newfoundland and Labrador | Municipal or another local authority | Municipal or another local authority | Continuous | Annually | Annually | 0 | 545.5 | 174467 | 365 | 40 | 25 | 15 | 24 | 25 | -1 |  |  | Approved
28141 | 2023-annuel/annual | Whitbourne | Whitbourne Sewer Lagoon | Whitbourne | Newfoundland and Labrador | Municipal or another local authority | Municipal or another local authority | Continuous | Annually | Annually | 0 | 478 | 149131 | 365 | 26 | 25 | 1 | 23 | 25 | -2 |  |  | Approved
28141 | 2024-annuel/annual | Whitbourne | Whitbourne Sewer Lagoon | Whitbourne | Newfoundland and Labrador | Municipal or another local authority | Municipal or another local authority | Continuous | Annually | Annually | 0 | 408.6 | 179679 | 366 | 28.3 | 25 | 3.3 | 44.2 | 25 | 19.2 |  |  | Approved
28148 | 2015-Q2 | Town of Arnold's Cove | Arnolds Cove Court | Arnolds Cove | Newfoundland and Labrador | Municipal or another local authority | Municipal or another local authority | Continuous | Quarterly | Quarterly | 0 | 300 | 11935 | 91 | 37 | 25 | 12 | 73 | 25 | 48 |  |  | Approved
28148 | 2015-Q3 | Town of Arnold's Cove | Arnolds Cove Court | Arnolds Cove | Newfoundland and Labrador | Municipal or another local authority | Municipal or another local authority | Continuous | Quarterly | Quarterly | 0 | 300 | 18761 | 92 | 106 | 25 | 81 | 156 | 25 | 131 |  |  | Approved
28148 | 2015-Q4 | Town of Arnold's Cove | Arnolds Cove Court | Arnolds Cove | Newfoundland and Labrador | Municipal or another local authority | Municipal or another local authority | Continuous | Quarterly | Quarterly | 0 | 300 | 8897 | 92 | 24 | 25 | -1 | 23 | 25 | -2 |  |  | Approved
28148 | 2016-Q1 | Town of Arnold's Cove | Arnolds Cove Court | Arnolds Cove | Newfoundland and Labrador | Municipal or another local authority | Municipal or another local authority | Continuous | Quarterly | Quarterly | 0 | 300 | 23578 | 91 | 11 | 25 | -14 | 11 | 25 | -14 |  |  | Approved
28148 | 2016-Q2 | Town of Arnold's Cove | Arnolds Cove Court | Arnolds Cove | Newfoundland and Labrador | Municipal or another local authority | Municipal or another local authority | Continuous | Quarterly | Quarterly | 0 | 300 | 399990 | 91 | 50 | 25 | 25 | 81 | 25 | 56 |  |  | Approved
28148 | 2016-Q3 | Town of Arnold's Cove | Arnolds Cove Court | Arnolds Cove | Newfoundland and Labrador | Municipal or another local authority | Municipal or another local authority | Continuous | Quarterly | Quarterly | 0 | 300 | 299110 | 92 | 68 | 25 | 43 | 94 | 25 | 69 |  |  | Approved
28148 | 2016-Q4 | Town of Arnold's Cove | Arnolds Cove Court | Arnolds Cove | Newfoundland and Labrador | Municipal or another local authority | Municipal or another local authority | Continuous | Quarterly | Quarterly | 0 | 300 | 23468 | 92 | 8 | 25 | -17 | 36 | 25 | 11 |  |  | Approved
28148 | 2017-Q1 | Town of Arnold's Cove | Arnolds Cove Court | Arnolds Cove | Newfoundland and Labrador | Municipal or another local authority | Municipal or another local authority | Continuous | Quarterly | Quarterly | 0 | 2038.7 | 45167 | 90 | 25 | 25 | 0 | 22 | 25 | -3 |  |  | Approved
28148 | 2017-Q2 | Town of Arnold's Cove | Arnolds Cove Court | Arnolds Cove | Newfoundland and Labrador | Municipal or another local authority | Municipal or another local authority | Continuous | Quarterly | Quarterly | 0 | 2038.7 | 41721 | 91 | 28 | 25 | 3 | 54 | 25 | 29 |  |  | Approved
28148 | 2017-Q3 | Town of Arnold's Cove | Arnolds Cove Court | Arnolds Cove | Newfoundland and Labrador | Municipal or another local authority | Municipal or another local authority | Continuous | Quarterly | Quarterly | 0 | 2038.7 | 62468 | 92 | 12 | 25 | -13 | 25 | 25 | 0 |  |  | Approved
28148 | 2017-Q4 | Town of Arnold's Cove | Arnolds Cove Court | Arnolds Cove | Newfoundland and Labrador | Municipal or another local authority | Municipal or another local authority | Continuous | Quarterly | Quarterly | 0 | 2038.7 | 49551 | 92 | 34 | 25 | 9 | 35 | 25 | 10 |  |  | Approved
28148 | 2018-Q1 | Town of Arnold's Cove | Arnolds Cove Court | Arnolds Cove | Newfoundland and Labrador | Municipal or another local authority | Municipal or another local authority | Continuous | Quarterly | Quarterly | 0 | 545 | 44931 | 90 | 29 | 25 | 4 | 24 | 25 | -1 |  |  | Approved
28148 | 2018-Q2 | Town of Arnold's Cove | Arnolds Cove Court | Arnolds Cove | Newfoundland and Labrador | Municipal or another local authority | Municipal or another local authority | Continuous | Quarterly | Quarterly | 0 | 545 | 27360 | 91 | 166 | 25 | 141 | 118 | 25 | 93 |  |  | Approved
28148 | 2018-Q3 | Town of Arnold's Cove | Arnolds Cove Court | Arnolds Cove | Newfoundland and Labrador | Municipal or another local authority | Municipal or another local authority | Continuous | Quarterly | Quarterly | 0 | 545 | 26185 | 92 | 53 | 25 | 28 | 31 | 25 | 6 |  |  | Approved
28148 | 2018-Q4 | Town of Arnold's Cove | Arnolds Cove Court | Arnolds Cove | Newfoundland and Labrador | Municipal or another local authority | Municipal or another local authority | Continuous | Quarterly | Quarterly | 0 | 545 | 27058.8 | 92 | 71 | 25 | 46 | 13 | 25 | -12 |  |  | Approved
28148 | 2019-Q1 | Town of Arnold's Cove | Arnolds Cove Court | Arnolds Cove | Newfoundland and Labrador | Municipal or another local authority | Municipal or another local authority | Continuous | Quarterly | Quarterly | 0 | 343.9 | 21571 | 90 | 61 | 25 | 36 | 53 | 25 | 28 |  |  | Approved
28148 | 2019-Q2 | Town of Arnold's Cove | Arnolds Cove Court | Arnolds Cove | Newfoundland and Labrador | Municipal or another local authority | Municipal or another local authority | Continuous | Quarterly | Quarterly | 0 | 343.9 | 21430 | 91 | 50 | 25 | 25 | 28 | 25 | 3 |  |  | Approved
28148 | 2019-Q3 | Town of Arnold's Cove | Arnolds Cove Court | Arnolds Cove | Newfoundland and Labrador | Municipal or another local authority | Municipal or another local authority | Continuous | Quarterly | Quarterly | 0 | 343.9 | 19932 | 92 | 21 | 25 | -4 | 39 | 25 | 14 |  |  | Approved
28148 | 2019-Q4 | Town of Arnold's Cove | Arnolds Cove Court | Arnolds Cove | Newfoundland and Labrador | Municipal or another local authority | Municipal or another local authority | Continuous | Quarterly | Quarterly | 0 | 343.9 | 20760 | 92 | 50 | 25 | 25 | 109 | 25 | 84 |  |  | Approved
28148 | 2020-Q1 | Town of Arnold's Cove | Arnolds Cove Court | Arnolds Cove | Newfoundland and Labrador | Municipal or another local authority | Municipal or another local authority | Continuous | Quarterly | Quarterly | 0 | 229.3 | 21294 | 91 | 28 | 25 | 3 | 47 | 25 | 22 |  |  | Approved
28148 | 2020-Q2 | Town of Arnold's Cove | Arnolds Cove Court | Arnolds Cove | Newfoundland and Labrador | Municipal or another local authority | Municipal or another local authority | Continuous | Quarterly | Quarterly | 0 | 229.3 | 24570 | 91 | 66 | 25 | 41 | 49 | 25 | 24 |  |  | Approved
28148 | 2020-Q3 | Town of Arnold's Cove | Arnolds Cove Court | Arnolds Cove | Newfoundland and Labrador | Municipal or another local authority | Municipal or another local authority | Continuous | Quarterly | Quarterly | 0 | 229.3 | 12667 | 92 | 114 | 25 | 89 | 66 | 25 | 41 |  |  | Approved
28148 | 2020-Q4 | Town of Arnold's Cove | Arnolds Cove Court | Arnolds Cove | Newfoundland and Labrador | Municipal or another local authority | Municipal or another local authority | Continuous | Quarterly | Quarterly | 0 | 229.3 | 11524 | 92 | 81 | 25 | 56 | 109 | 25 | 84 |  |  | Approved
28148 | 2021-Q1 | Town of Arnold's Cove | Arnolds Cove Court | Arnolds Cove | Newfoundland and Labrador | Municipal or another local authority | Municipal or another local authority | Continuous | Quarterly | Quarterly | 0 | 191.4 | 10550 | 90 | 38 | 25 | 13 | 44 | 25 | 19 |  |  | Approved
28148 | 2021-Q2 | Town of Arnold's Cove | Arnolds Cove Court | Arnolds Cove | Newfoundland and Labrador | Municipal or another local authority | Municipal or another local authority | Continuous | Quarterly | Quarterly | 0 | 191.4 | 11691 | 91 | 87 | 25 | 62 | 120 | 25 | 95 |  |  | Approved
28148 | 2021-Q3 | Town of Arnold's Cove | Arnolds Cove Court | Arnolds Cove | Newfoundland and Labrador | Municipal or another local authority | Municipal or another local authority | Continuous | Quarterly | Quarterly | 0 | 191.4 | 19538 | 92 | 82 | 25 | 57 | 45 | 25 | 20 |  |  | Approved
28148 | 2021-Q4 | Town of Arnold's Cove | Arnolds Cove Court | Arnolds Cove | Newfoundland and Labrador | Municipal or another local authority | Municipal or another local authority | Continuous | Quarterly | Quarterly | 0 | 191.4 | 19844 | 92 | 20 | 25 | -5 | 11 | 25 | -14 |  |  | Approved
28148 | 2022-Q1 | Town of Arnold's Cove | Arnolds Cove Court | Arnolds Cove | Newfoundland and Labrador | Municipal or another local authority | Municipal or another local authority | Continuous | Quarterly | Quarterly | 0 | 168.8 | 24205 | 90 | 52 | 25 | 27 | 31 | 25 | 6 |  |  | Approved
28148 | 2022-Q2 | Town of Arnold's Cove | Arnolds Cove Court | Arnolds Cove | Newfoundland and Labrador | Municipal or another local authority | Municipal or another local authority | Continuous | Quarterly | Quarterly | 0 | 168.8 | 16885 | 91 | 76 | 25 | 51 | 17 | 25 | -8 |  |  | Approved
28148 | 2022-Q3 | Town of Arnold's Cove | Arnolds Cove Court | Arnolds Cove | Newfoundland and Labrador | Municipal or another local authority | Municipal or another local authority | Continuous | Quarterly | Quarterly | 0 | 168.8 | 16014 | 92 | 69 | 25 | 44 | 39 | 25 | 14 |  |  | Approved
28148 | 2022-Q4 | Town of Arnold's Cove | Arnolds Cove Court | Arnolds Cove | Newfoundland and Labrador | Municipal or another local authority | Municipal or another local authority | Continuous | Quarterly | Quarterly | 0 | 168.8 | 16543 | 92 | 45 | 25 | 20 | 27 | 25 | 2 |  |  | Approved
28148 | 2023-Q1 | Town of Arnold's Cove | Arnolds Cove Court | Arnolds Cove | Newfoundland and Labrador | Municipal or another local authority | Municipal or another local authority | Continuous | Quarterly | Quarterly | 0 | 201.8 | 18774 | 90 | 65 | 25 | 40 | 45 | 25 | 20 |  |  | Approved
28148 | 2023-Q2 | Town of Arnold's Cove | Arnolds Cove Court | Arnolds Cove | Newfoundland and Labrador | Municipal or another local authority | Municipal or another local authority | Continuous | Quarterly | Quarterly | 0 | 201.8 | 14232 | 91 | 74 | 25 | 49 | 16 | 25 | -9 |  |  | Approved
28148 | 2023-Q3 | Town of Arnold's Cove | Arnolds Cove Court | Arnolds Cove | Newfoundland and Labrador | Municipal or another local authority | Municipal or another local authority | Continuous | Quarterly | Quarterly | 0 | 201.8 | 11429 | 92 | 89 | 25 | 64 | 71 | 25 | 46 |  |  | Approved
28148 | 2023-Q4 | Town of Arnold's Cove | Arnolds Cove Court | Arnolds Cove | Newfoundland and Labrador | Municipal or another local authority | Municipal or another local authority | Continuous | Quarterly | Quarterly | 0 | 201.8 | 9504 | 92 | 110 | 25 | 85 | 45 | 25 | 20 |  |  | Approved
28148 | 2024-Q1 | Town of Arnold's Cove | Arnolds Cove Court | Arnolds Cove | Newfoundland and Labrador | Municipal or another local authority | Municipal or another local authority | Continuous | Quarterly | Quarterly | 0 | 147.8 | 12269 | 91 | 70 | 25 | 45 | 76 | 25 | 51 |  |  | Approved
28148 | 2024-Q2 | Town of Arnold's Cove | Arnolds Cove Court | Arnolds Cove | Newfoundland and Labrador | Municipal or another local authority | Municipal or another local authority | Continuous | Quarterly | Quarterly | 0 | 147.8 | 21080 | 91 | 86 | 25 | 61 | 60 | 25 | 35 |  |  | Approved
28148 | 2024-Q3 | Town of Arnold's Cove | Arnolds Cove Court | Arnolds Cove | Newfoundland and Labrador | Municipal or another local authority | Municipal or another local authority | Continuous | Quarterly | Quarterly | 0 | 147.8 | 10504 | 92 | 107 | 25 | 82 | 127 | 25 | 102 |  |  | Approved
28148 | 2024-Q4 | Town of Arnold's Cove | Arnolds Cove Court | Arnolds Cove | Newfoundland and Labrador | Municipal or another local authority | Municipal or another local authority | Continuous | Quarterly | Quarterly | 0 | 147.8 | 15996 | 92 | 110 | 25 | 85 | 75 | 25 | 50 |  |  | Approved
28149 | 2015-Q2 | Town of Arnold's Cove | Arnolds Cove Wharf | Town of Arnold's Cove | Newfoundland and Labrador | Municipal or another local authority | Municipal or another local authority | Continuous | Quarterly | Quarterly | 0 | 300 | 26804 | 91 | 58 | 25 | 33 | 662 | 25 | 637 |  |  | Approved
28149 | 2015-Q3 | Town of Arnold's Cove | Arnolds Cove Wharf | Town of Arnold's Cove | Newfoundland and Labrador | Municipal or another local authority | Municipal or another local authority | Continuous | Quarterly | Quarterly | 0 | 300 | 17536 | 92 | 324 | 25 | 299 | 188 | 25 | 163 |  |  | Approved
28149 | 2015-Q4 | Town of Arnold's Cove | Arnolds Cove Wharf | Town of Arnold's Cove | Newfoundland and Labrador | Municipal or another local authority | Municipal or another local authority | Continuous | Quarterly | Quarterly | 0 | 300 | 15182 | 92 | 26 | 25 | 1 | 20 | 25 | -5 |  |  | Approved
28149 | 2016-Q1 | Town of Arnold's Cove | Arnolds Cove Wharf | Town of Arnold's Cove | Newfoundland and Labrador | Municipal or another local authority | Municipal or another local authority | Continuous | Quarterly | Quarterly | 0 | 300 | 26432 | 91 | 11 | 25 | -14 | 12 | 25 | -13 |  |  | Approved
28149 | 2016-Q2 | Town of Arnold's Cove | Arnolds Cove Wharf | Town of Arnold's Cove | Newfoundland and Labrador | Municipal or another local authority | Municipal or another local authority | Continuous | Quarterly | Quarterly | 0 | 300 | 29029 | 91 | 44 | 25 | 19 | 115 | 25 | 90 |  |  | Approved
28149 | 2016-Q3 | Town of Arnold's Cove | Arnolds Cove Wharf | Town of Arnold's Cove | Newfoundland and Labrador | Municipal or another local authority | Municipal or another local authority | Continuous | Quarterly | Quarterly | 0 | 300 | 91629 | 92 | 48 | 25 | 23 | 129 | 25 | 104 |  |  | Approved
28149 | 2016-Q4 | Town of Arnold's Cove | Arnolds Cove Wharf | Town of Arnold's Cove | Newfoundland and Labrador | Municipal or another local authority | Municipal or another local authority | Continuous | Quarterly | Quarterly | 0 | 300 | 29624 | 92 | 8 | 25 | -17 | 20 | 25 | -5 |  |  | Approved
28149 | 2017-Q1 | Town of Arnold's Cove | Arnolds Cove Wharf | Town of Arnold's Cove | Newfoundland and Labrador | Municipal or another local authority | Municipal or another local authority | Continuous | Quarterly | Quarterly | 0 | 482.8 | 29500 | 90 | 26 | 25 | 1 | 25 | 25 | 0 |  |  | Approved
28149 | 2017-Q2 | Town of Arnold's Cove | Arnolds Cove Wharf | Town of Arnold's Cove | Newfoundland and Labrador | Municipal or another local authority | Municipal or another local authority | Continuous | Quarterly | Quarterly | 0 | 482.8 | 23205 | 91 | 28 | 25 | 3 | 63 | 25 | 38 |  |  | Approved
28149 | 2017-Q3 | Town of Arnold's Cove | Arnolds Cove Wharf | Town of Arnold's Cove | Newfoundland and Labrador | Municipal or another local authority | Municipal or another local authority | Continuous | Quarterly | Quarterly | 0 | 482.8 | 15640 | 92 | 18 | 25 | -7 | 25 | 25 | 0 |  |  | Approved
28149 | 2017-Q4 | Town of Arnold's Cove | Arnolds Cove Wharf | Town of Arnold's Cove | Newfoundland and Labrador | Municipal or another local authority | Municipal or another local authority | Continuous | Quarterly | Quarterly | 0 | 482.8 | 31830 | 92 | 34 | 25 | 9 | 36 | 25 | 11 |  |  | Approved
28149 | 2018-Q1 | Town of Arnold's Cove | Arnolds Cove Wharf | Town of Arnold's Cove | Newfoundland and Labrador | Municipal or another local authority | Municipal or another local authority | Continuous | Quarterly | Quarterly | 0 | 274.5 | 24460 | 90 | 60 | 25 | 35 | 30 | 25 | 5 |  |  | Approved
28149 | 2018-Q2 | Town of Arnold's Cove | Arnolds Cove Wharf | Town of Arnold's Cove | Newfoundland and Labrador | Municipal or another local authority | Municipal or another local authority | Continuous | Quarterly | Quarterly | 0 | 274.5 | 17922 | 91 | 64 | 25 | 39 | 138 | 25 | 113 |  |  | Approved
28149 | 2018-Q3 | Town of Arnold's Cove | Arnolds Cove Wharf | Town of Arnold's Cove | Newfoundland and Labrador | Municipal or another local authority | Municipal or another local authority | Continuous | Quarterly | Quarterly | 0 | 274.5 | 15260 | 92 | 52 | 25 | 27 | 44 | 25 | 19 |  |  | Approved
28149 | 2018-Q4 | Town of Arnold's Cove | Arnolds Cove Wharf | Town of Arnold's Cove | Newfoundland and Labrador | Municipal or another local authority | Municipal or another local authority | Continuous | Quarterly | Quarterly | 0 | 274.5 | 14048 | 92 | 75 | 25 | 50 | 57 | 25 | 32 |  |  | Approved
28149 | 2019-Q1 | Town of Arnold's Cove | Arnolds Cove Wharf | Town of Arnold's Cove | Newfoundland and Labrador | Municipal or another local authority | Municipal or another local authority | Continuous | Quarterly | Quarterly | 0 | 196.4 | 13551 | 90 | 67 | 25 | 42 | 45 | 25 | 20 |  |  | Approved
28149 | 2019-Q2 | Town of Arnold's Cove | Arnolds Cove Wharf | Town of Arnold's Cove | Newfoundland and Labrador | Municipal or another local authority | Municipal or another local authority | Continuous | Quarterly | Quarterly | 0 | 196.4 | 8452 | 91 | 60 | 25 | 35 | 59 | 25 | 34 |  |  | Approved
28149 | 2019-Q3 | Town of Arnold's Cove | Arnolds Cove Wharf | Town of Arnold's Cove | Newfoundland and Labrador | Municipal or another local authority | Municipal or another local authority | Continuous | Quarterly | Quarterly | 0 | 196.4 | 9601 | 92 | 117 | 25 | 92 | 203 | 25 | 178 |  |  | Approved
28149 | 2019-Q4 | Town of Arnold's Cove | Arnolds Cove Wharf | Town of Arnold's Cove | Newfoundland and Labrador | Municipal or another local authority | Municipal or another local authority | Continuous | Quarterly | Quarterly | 0 | 196.4 | 12570 | 92 | 78 | 25 | 53 | 49 | 25 | 24 |  |  | Approved
28149 | 2020-Q1 | Town of Arnold's Cove | Arnolds Cove Wharf | Town of Arnold's Cove | Newfoundland and Labrador | Municipal or another local authority | Municipal or another local authority | Continuous | Quarterly | Quarterly | 0 | 121 | 17199 | 91 | 105 | 25 | 80 | 82 | 25 | 57 |  |  | Approved
28149 | 2020-Q2 | Town of Arnold's Cove | Arnolds Cove Wharf | Town of Arnold's Cove | Newfoundland and Labrador | Municipal or another local authority | Municipal or another local authority | Continuous | Quarterly | Quarterly | 0 | 121 | 26845 | 91 | 77 | 25 | 52 | 76 | 25 | 51 |  |  | Approved
28149 | 2020-Q3 | Town of Arnold's Cove | Arnolds Cove Wharf | Town of Arnold's Cove | Newfoundland and Labrador | Municipal or another local authority | Municipal or another local authority | Continuous | Quarterly | Quarterly | 0 | 121 | 12038 | 92 | 81 | 25 | 56 | 85 | 25 | 60 |  |  | Approved
28149 | 2020-Q4 | Town of Arnold's Cove | Arnolds Cove Wharf | Town of Arnold's Cove | Newfoundland and Labrador | Municipal or another local authority | Municipal or another local authority | Continuous | Quarterly | Quarterly | 0 | 121 | 12354 | 92 | 46 | 25 | 21 | 35 | 25 | 10 |  |  | Approved
28149 | 2021-Q1 | Town of Arnold's Cove | Arnolds Cove Wharf | Town of Arnold's Cove | Newfoundland and Labrador | Municipal or another local authority | Municipal or another local authority | Continuous | Quarterly | Quarterly | 0 | 187 | 11106 | 90 | 59 | 25 | 34 | 58 | 25 | 33 |  |  | Approved
28149 | 2021-Q2 | Town of Arnold's Cove | Arnolds Cove Wharf | Town of Arnold's Cove | Newfoundland and Labrador | Municipal or another local authority | Municipal or another local authority | Continuous | Quarterly | Quarterly | 0 | 187 | 15576 | 91 | 126 | 25 | 101 | 119 | 25 | 94 |  |  | Approved
28149 | 2021-Q3 | Town of Arnold's Cove | Arnolds Cove Wharf | Town of Arnold's Cove | Newfoundland and Labrador | Municipal or another local authority | Municipal or another local authority | Continuous | Quarterly | Quarterly | 0 | 187 | 10083 | 92 | 95 | 25 | 70 | 101 | 25 | 76 |  |  | Approved
28149 | 2021-Q4 | Town of Arnold's Cove | Arnolds Cove Wharf | Town of Arnold's Cove | Newfoundland and Labrador | Municipal or another local authority | Municipal or another local authority | Continuous | Quarterly | Quarterly | 0 | 187 | 10182 | 92 | 56 | 25 | 31 | 43 | 25 | 18 |  |  | Approved
28149 | 2022-Q1 | Town of Arnold's Cove | Arnolds Cove Wharf | Town of Arnold's Cove | Newfoundland and Labrador | Municipal or another local authority | Municipal or another local authority | Continuous | Quarterly | Quarterly | 0 | 128.6 | 12264 | 90 | 70 | 25 | 45 | 43 | 25 | 18 |  |  | Approved
28149 | 2022-Q2 | Town of Arnold's Cove | Arnolds Cove Wharf | Town of Arnold's Cove | Newfoundland and Labrador | Municipal or another local authority | Municipal or another local authority | Continuous | Quarterly | Quarterly | 0 | 128.6 | 8094 | 91 | 110 | 25 | 85 | 441 | 25 | 416 |  |  | Approved
28149 | 2022-Q3 | Town of Arnold's Cove | Arnolds Cove Wharf | Town of Arnold's Cove | Newfoundland and Labrador | Municipal or another local authority | Municipal or another local authority | Continuous | Quarterly | Quarterly | 0 | 128.6 | 12551 | 92 | 102 | 25 | 77 | 85 | 25 | 60 |  |  | Approved
28149 | 2022-Q4 | Town of Arnold's Cove | Arnolds Cove Wharf | Town of Arnold's Cove | Newfoundland and Labrador | Municipal or another local authority | Municipal or another local authority | Continuous | Quarterly | Quarterly | 0 | 128.6 | 17330 | 92 | 98 | 25 | 73 | 64 | 25 | 39 |  |  | Approved
28149 | 2023-Q1 | Town of Arnold's Cove | Arnolds Cove Wharf | Town of Arnold's Cove | Newfoundland and Labrador | Municipal or another local authority | Municipal or another local authority | Continuous | Quarterly | Quarterly | 0 | 137.6 | 20740 | 90 | 38 | 25 | 13 | 24 | 25 | -1 |  |  | Approved
28149 | 2023-Q2 | Town of Arnold's Cove | Arnolds Cove Wharf | Town of Arnold's Cove | Newfoundland and Labrador | Municipal or another local authority | Municipal or another local authority | Continuous | Quarterly | Quarterly | 0 | 137.6 | 9821 | 91 | 149 | 25 | 124 | 175 | 25 | 150 |  |  | Approved
28149 | 2023-Q3 | Town of Arnold's Cove | Arnolds Cove Wharf | Town of Arnold's Cove | Newfoundland and Labrador | Municipal or another local authority | Municipal or another local authority | Continuous | Quarterly | Quarterly | 0 | 137.6 | 11134 | 92 | 73 | 25 | 48 | 95 | 25 | 70 |  |  | Approved
28149 | 2023-Q4 | Town of Arnold's Cove | Arnolds Cove Wharf | Town of Arnold's Cove | Newfoundland and Labrador | Municipal or another local authority | Municipal or another local authority | Continuous | Quarterly | Quarterly | 0 | 137.6 | 12397 | 92 | 59 | 25 | 34 | 117 | 25 | 92 |  |  | Approved
28149 | 2024-Q1 | Town of Arnold's Cove | Arnolds Cove Wharf | Town of Arnold's Cove | Newfoundland and Labrador | Municipal or another local authority | Municipal or another local authority | Continuous | Quarterly | Quarterly | 0 | 148.2 | 13436 | 91 | 50 | 25 | 25 | 36 | 25 | 11 |  |  | Approved
28149 | 2024-Q2 | Town of Arnold's Cove | Arnolds Cove Wharf | Town of Arnold's Cove | Newfoundland and Labrador | Municipal or another local authority | Municipal or another local authority | Continuous | Quarterly | Quarterly | 0 | 148.2 | 13010 | 91 | 71 | 25 | 46 | 36 | 25 | 11 |  |  | Approved
28149 | 2024-Q3 | Town of Arnold's Cove | Arnolds Cove Wharf | Town of Arnold's Cove | Newfoundland and Labrador | Municipal or another local authority | Municipal or another local authority | Continuous | Quarterly | Quarterly | 0 | 148.2 | 10665 | 92 | 108 | 25 | 83 | 102 | 25 | 77 |  |  | Approved
28149 | 2024-Q4 | Town of Arnold's Cove | Arnolds Cove Wharf | Town of Arnold's Cove | Newfoundland and Labrador | Municipal or another local authority | Municipal or another local authority | Continuous | Quarterly | Quarterly | 0 | 148.2 | 17043 | 92 | 62 | 25 | 37 | 63 | 25 | 38 |  |  | Approved
28150 | 2015-Q2 | Town of Arnold's Cove | Arnolds Cove Red | Town of Arnolds Cove | Newfoundland and Labrador | Municipal or another local authority | Municipal or another local authority | Continuous | Quarterly | Quarterly | 0 | 300 | 13946 | 91 | 32 | 25 | 7 | 24 | 25 | -1 |  |  | Approved
28150 | 2015-Q3 | Town of Arnold's Cove | Arnolds Cove Red | Town of Arnolds Cove | Newfoundland and Labrador | Municipal or another local authority | Municipal or another local authority | Continuous | Quarterly | Quarterly | 0 | 300 | 12720 | 92 | 178 | 25 | 153 | 93 | 25 | 68 |  |  | Approved
28150 | 2015-Q4 | Town of Arnold's Cove | Arnolds Cove Red | Town of Arnolds Cove | Newfoundland and Labrador | Municipal or another local authority | Municipal or another local authority | Continuous | Quarterly | Quarterly | 0 | 300 | 12593 | 92 | 26 | 25 | 1 | 10 | 25 | -15 |  |  | Approved
28150 | 2016-Q1 | Town of Arnold's Cove | Arnolds Cove Red | Town of Arnolds Cove | Newfoundland and Labrador | Municipal or another local authority | Municipal or another local authority | Continuous | Quarterly | Quarterly | 0 | 300 | 13469 | 91 | 14 | 25 | -11 | 10 | 25 | -15 |  |  | Approved
28150 | 2016-Q2 | Town of Arnold's Cove | Arnolds Cove Red | Town of Arnolds Cove | Newfoundland and Labrador | Municipal or another local authority | Municipal or another local authority | Continuous | Quarterly | Quarterly | 0 | 300 | 15444 | 91 | 40 | 25 | 15 | 50 | 25 | 25 |  |  | Approved
28150 | 2016-Q3 | Town of Arnold's Cove | Arnolds Cove Red | Town of Arnolds Cove | Newfoundland and Labrador | Municipal or another local authority | Municipal or another local authority | Continuous | Quarterly | Quarterly | 0 | 300 | 13786 | 92 | 50 | 25 | 25 | 102 | 25 | 77 |  |  | Approved
28150 | 2016-Q4 | Town of Arnold's Cove | Arnolds Cove Red | Town of Arnolds Cove | Newfoundland and Labrador | Municipal or another local authority | Municipal or another local authority | Continuous | Quarterly | Quarterly | 0 | 300 | 17749 | 92 | 8 | 25 | -17 | 49 | 25 | 24 |  |  | Approved
28150 | 2017-Q1 | Town of Arnold's Cove | Arnolds Cove Red | Town of Arnolds Cove | Newfoundland and Labrador | Municipal or another local authority | Municipal or another local authority | Continuous | Quarterly | Quarterly | 0 | 165.2 | 14237 | 90 | 27 | 25 | 2 | 30 | 25 | 5 |  |  | Approved
28150 | 2017-Q2 | Town of Arnold's Cove | Arnolds Cove Red | Town of Arnolds Cove | Newfoundland and Labrador | Municipal or another local authority | Municipal or another local authority | Continuous | Quarterly | Quarterly | 0 | 165.2 | 11927 | 91 | 29 | 25 | 4 | 61 | 25 | 36 |  |  | Approved
28150 | 2017-Q3 | Town of Arnold's Cove | Arnolds Cove Red | Town of Arnolds Cove | Newfoundland and Labrador | Municipal or another local authority | Municipal or another local authority | Continuous | Quarterly | Quarterly | 0 | 165.2 | 12088 | 92 | 15 | 25 | -10 | 33 | 25 | 8 |  |  | Approved
28150 | 2017-Q4 | Town of Arnold's Cove | Arnolds Cove Red | Town of Arnolds Cove | Newfoundland and Labrador | Municipal or another local authority | Municipal or another local authority | Continuous | Quarterly | Quarterly | 0 | 165.2 | 14926 | 92 | 42 | 25 | 17 | 40 | 25 | 15 |  |  | Approved
28150 | 2018-Q1 | Town of Arnold's Cove | Arnolds Cove Red | Town of Arnolds Cove | Newfoundland and Labrador | Municipal or another local authority | Municipal or another local authority | Continuous | Quarterly | Quarterly | 0 | 145.7 | 16664 | 90 | 34 | 25 | 9 | 21 | 25 | -4 |  |  | Approved
28150 | 2018-Q2 | Town of Arnold's Cove | Arnolds Cove Red | Town of Arnolds Cove | Newfoundland and Labrador | Municipal or another local authority | Municipal or another local authority | Continuous | Quarterly | Quarterly | 0 | 145.7 | 13950 | 91 | 93 | 25 | 68 | 70 | 25 | 45 |  |  | Approved
28150 | 2018-Q3 | Town of Arnold's Cove | Arnolds Cove Red | Town of Arnolds Cove | Newfoundland and Labrador | Municipal or another local authority | Municipal or another local authority | Continuous | Quarterly | Quarterly | 0 | 145.7 | 10573 | 92 | 149 | 25 | 124 | 126 | 25 | 101 |  |  | Approved
28150 | 2018-Q4 | Town of Arnold's Cove | Arnolds Cove Red | Town of Arnolds Cove | Newfoundland and Labrador | Municipal or another local authority | Municipal or another local authority | Continuous | Quarterly | Quarterly | 0 | 145.7 | 7657.9 | 92 | 143 | 25 | 118 | 86 | 25 | 61 |  |  | Approved
28150 | 2019-Q1 | Town of Arnold's Cove | Arnolds Cove Red | Town of Arnolds Cove | Newfoundland and Labrador | Municipal or another local authority | Municipal or another local authority | Continuous | Quarterly | Quarterly | 0 | 133.8 | 10693 | 90 | 150 | 25 | 125 | 114 | 25 | 89 |  |  | Approved
28150 | 2019-Q2 | Town of Arnold's Cove | Arnolds Cove Red | Town of Arnolds Cove | Newfoundland and Labrador | Municipal or another local authority | Municipal or another local authority | Continuous | Quarterly | Quarterly | 0 | 133.8 | 14012 | 91 | 213 | 25 | 188 | 140 | 25 | 115 |  |  | Approved
28150 | 2019-Q3 | Town of Arnold's Cove | Arnolds Cove Red | Town of Arnolds Cove | Newfoundland and Labrador | Municipal or another local authority | Municipal or another local authority | Continuous | Quarterly | Quarterly | 0 | 133.8 | 13159 | 92 | 62 | 25 | 37 | 78 | 25 | 53 |  |  | Approved
28150 | 2019-Q4 | Town of Arnold's Cove | Arnolds Cove Red | Town of Arnolds Cove | Newfoundland and Labrador | Municipal or another local authority | Municipal or another local authority | Continuous | Quarterly | Quarterly | 0 | 133.8 | 17144 | 92 | 164 | 25 | 139 | 145 | 25 | 120 |  |  | Approved
28150 | 2020-Q1 | Town of Arnold's Cove | Arnolds Cove Red | Town of Arnolds Cove | Newfoundland and Labrador | Municipal or another local authority | Municipal or another local authority | Continuous | Quarterly | Quarterly | 0 | 150.7 | 15652 | 91 | 199 | 25 | 174 | 114 | 25 | 89 |  |  | Approved
28150 | 2020-Q2 | Town of Arnold's Cove | Arnolds Cove Red | Town of Arnolds Cove | Newfoundland and Labrador | Municipal or another local authority | Municipal or another local authority | Continuous | Quarterly | Quarterly | 0 | 150.7 | 26572 | 91 | 80 | 25 | 55 | 38 | 25 | 13 |  |  | Approved
28150 | 2020-Q3 | Town of Arnold's Cove | Arnolds Cove Red | Town of Arnolds Cove | Newfoundland and Labrador | Municipal or another local authority | Municipal or another local authority | Continuous | Quarterly | Quarterly | 0 | 150.7 | 19631 | 92 | 81 | 25 | 56 | 74 | 25 | 49 |  |  | Approved
28150 | 2020-Q4 | Town of Arnold's Cove | Arnolds Cove Red | Town of Arnolds Cove | Newfoundland and Labrador | Municipal or another local authority | Municipal or another local authority | Continuous | Quarterly | Quarterly | 0 | 150.7 | 15550 | 92 | 76 | 25 | 51 | 95 | 25 | 70 |  |  | Approved
28150 | 2021-Q1 | Town of Arnold's Cove | Arnolds Cove Red | Town of Arnolds Cove | Newfoundland and Labrador | Municipal or another local authority | Municipal or another local authority | Continuous | Quarterly | Quarterly | 0 | 211.5 | 12864 | 90 | 98 | 25 | 73 | 53 | 25 | 28 |  |  | Approved
28150 | 2021-Q2 | Town of Arnold's Cove | Arnolds Cove Red | Town of Arnolds Cove | Newfoundland and Labrador | Municipal or another local authority | Municipal or another local authority | Continuous | Quarterly | Quarterly | 0 | 211.5 | 19064 | 91 | 193 | 25 | 168 | 102 | 25 | 77 |  |  | Approved
28150 | 2021-Q3 | Town of Arnold's Cove | Arnolds Cove Red | Town of Arnolds Cove | Newfoundland and Labrador | Municipal or another local authority | Municipal or another local authority | Continuous | Quarterly | Quarterly | 0 | 211.5 | 6277 | 92 | 176 | 25 | 151 | 129 | 25 | 104 |  |  | Approved
28150 | 2021-Q4 | Town of Arnold's Cove | Arnolds Cove Red | Town of Arnolds Cove | Newfoundland and Labrador | Municipal or another local authority | Municipal or another local authority | Continuous | Quarterly | Quarterly | 0 | 211.5 | 43716 | 92 | 171 | 25 | 146 | 243 | 25 | 218 |  |  | Approved
28150 | 2022-Q1 | Town of Arnold's Cove | Arnolds Cove Red | Town of Arnolds Cove | Newfoundland and Labrador | Municipal or another local authority | Municipal or another local authority | Continuous | Quarterly | Quarterly | 0 | 224.4 | 52906 | 90 | 142 | 25 | 117 | 53 | 25 | 28 |  |  | Approved
28150 | 2022-Q2 | Town of Arnold's Cove | Arnolds Cove Red | Town of Arnolds Cove | Newfoundland and Labrador | Municipal or another local authority | Municipal or another local authority | Continuous | Quarterly | Quarterly | 0 | 224.4 | 11834 | 91 | 135 | 25 | 110 | 92 | 25 | 67 |  |  | Approved
28150 | 2022-Q3 | Town of Arnold's Cove | Arnolds Cove Red | Town of Arnolds Cove | Newfoundland and Labrador | Municipal or another local authority | Municipal or another local authority | Continuous | Quarterly | Quarterly | 0 | 224.4 | 14197 | 92 | 121 | 25 | 96 | 44 | 25 | 19 |  |  | Approved
28150 | 2022-Q4 | Town of Arnold's Cove | Arnolds Cove Red | Town of Arnolds Cove | Newfoundland and Labrador | Municipal or another local authority | Municipal or another local authority | Continuous | Quarterly | Quarterly | 0 | 224.4 | 16005 | 92 | 81 | 25 | 56 | 44 | 25 | 19 |  |  | Approved
28150 | 2023-Q1 | Town of Arnold's Cove | Arnolds Cove Red | Town of Arnolds Cove | Newfoundland and Labrador | Municipal or another local authority | Municipal or another local authority | Continuous | Quarterly | Quarterly | 0 | 260.1 | 15243 | 90 | 198 | 25 | 173 | 200 | 25 | 175 |  |  | Approved
28150 | 2023-Q2 | Town of Arnold's Cove | Arnolds Cove Red | Town of Arnolds Cove | Newfoundland and Labrador | Municipal or another local authority | Municipal or another local authority | Continuous | Quarterly | Quarterly | 0 | 260.1 | 13338 | 91 | 138 | 25 | 113 | 148 | 25 | 123 |  |  | Approved
28150 | 2023-Q3 | Town of Arnold's Cove | Arnolds Cove Red | Town of Arnolds Cove | Newfoundland and Labrador | Municipal or another local authority | Municipal or another local authority | Continuous | Quarterly | Quarterly | 0 | 260.1 | 13379 | 92 | 192 | 25 | 167 | 141 | 25 | 116 |  |  | Approved
28150 | 2023-Q4 | Town of Arnold's Cove | Arnolds Cove Red | Town of Arnolds Cove | Newfoundland and Labrador | Municipal or another local authority | Municipal or another local authority | Continuous | Quarterly | Quarterly | 0 | 260.1 | 6474 | 92 | 123 | 25 | 98 | 91 | 25 | 66 |  |  | Approved
28150 | 2024-Q1 | Town of Arnold's Cove | Arnolds Cove Red | Town of Arnolds Cove | Newfoundland and Labrador | Municipal or another local authority | Municipal or another local authority | Continuous | Quarterly | Quarterly | 0 | 132.7 | 8650 | 91 | 206 | 25 | 181 | 203 | 25 | 178 |  |  | Approved
28150 | 2024-Q2 | Town of Arnold's Cove | Arnolds Cove Red | Town of Arnolds Cove | Newfoundland and Labrador | Municipal or another local authority | Municipal or another local authority | Continuous | Quarterly | Quarterly | 0 | 132.7 | 9762 | 91 | 51 | 25 | 26 | 51 | 25 | 26 |  |  | Approved
28150 | 2024-Q3 | Town of Arnold's Cove | Arnolds Cove Red | Town of Arnolds Cove | Newfoundland and Labrador | Municipal or another local authority | Municipal or another local authority | Continuous | Quarterly | Quarterly | 0 | 132.7 | 7205 | 92 | 169 | 25 | 144 | 175 | 25 | 150 |  |  | Approved
28150 | 2024-Q4 | Town of Arnold's Cove | Arnolds Cove Red | Town of Arnolds Cove | Newfoundland and Labrador | Municipal or another local authority | Municipal or another local authority | Continuous | Quarterly | Quarterly | 0 | 132.7 | 15663 | 92 | 89 | 25 | 64 | 141 | 25 | 116 |  |  | Approved
28153 | 2015-Q2 | Town of Spaniard's Bay | SB Park | Spaniards Bay | Newfoundland and Labrador | Municipal or another local authority | Municipal or another local authority | Continuous | Quarterly | Quarterly | 0 | 500 | 246917 | 50 | 38 | 25 | 13 | 39 | 25 | 14 |  |  | Approved
28153 | 2015-Q3 | Town of Spaniard's Bay | SB Park | Spaniards Bay | Newfoundland and Labrador | Municipal or another local authority | Municipal or another local authority | Continuous | Quarterly | Quarterly | 0 | 500 | 165161 | 92 | 42 | 25 | 17 | 71 | 25 | 46 |  |  | Approved
28153 | 2015-Q4 | Town of Spaniard's Bay | SB Park | Spaniards Bay | Newfoundland and Labrador | Municipal or another local authority | Municipal or another local authority | Continuous | Quarterly | Quarterly | 0 | 500 | 95023 | 92 | 23 | 25 | -2 | 14 | 25 | -11 |  |  | Approved
28153 | 2016-Q1 | Town of Spaniard's Bay | SB Park | Spaniards Bay | Newfoundland and Labrador | Municipal or another local authority | Municipal or another local authority | Continuous | Quarterly | Quarterly | 0 | 500 | 138752 | 91 | 7 | 25 | -18 | 11 | 25 | -14 |  |  | Approved
28153 | 2016-Q2 | Town of Spaniard's Bay | SB Park | Spaniards Bay | Newfoundland and Labrador | Municipal or another local authority | Municipal or another local authority | Continuous | Quarterly | Quarterly | 0 | 500 | 164724 | 91 | 253 | 25 | 228 | 198 | 25 | 173 |  |  | Approved
28153 | 2016-Q3 | Town of Spaniard's Bay | SB Park | Spaniards Bay | Newfoundland and Labrador | Municipal or another local authority | Municipal or another local authority | Continuous | Quarterly | Quarterly | 0 | 500 | 77829 | 92 | 37 | 25 | 12 | 57 | 25 | 32 |  |  | Approved
28153 | 2016-Q4 | Town of Spaniard's Bay | SB Park | Spaniards Bay | Newfoundland and Labrador | Municipal or another local authority | Municipal or another local authority | Continuous | Quarterly | Quarterly | 0 | 500 | 107932 | 92 | 2 | 25 | -23 | 44 | 25 | 19 |  |  | Approved
28153 | 2017-Q1 | Town of Spaniard's Bay | SB Park | Spaniards Bay | Newfoundland and Labrador | Municipal or another local authority | Municipal or another local authority | Continuous | Quarterly | Quarterly | 0 | 1336.7 | 102543 | 90 | 36 | 25 | 11 | 18 | 25 | -7 |  |  | Approved
28153 | 2017-Q2 | Town of Spaniard's Bay | SB Park | Spaniards Bay | Newfoundland and Labrador | Municipal or another local authority | Municipal or another local authority | Continuous | Quarterly | Quarterly | 0 | 1336.7 | 141802 | 91 | 32 | 25 | 7 | 44 | 25 | 19 |  |  | Approved
28153 | 2017-Q3 | Town of Spaniard's Bay | SB Park | Spaniards Bay | Newfoundland and Labrador | Municipal or another local authority | Municipal or another local authority | Continuous | Quarterly | Quarterly | 0 | 1336.7 | 78604 | 92 | 19 | 25 | -6 | 29 | 25 | 4 |  |  | Approved
28153 | 2017-Q4 | Town of Spaniard's Bay | SB Park | Spaniards Bay | Newfoundland and Labrador | Municipal or another local authority | Municipal or another local authority | Continuous | Quarterly | Quarterly | 0 | 1336.7 | 78257 | 92 | 26 | 25 | 1 | 29 | 25 | 4 |  |  | Approved
28153 | 2018-Q1 | Town of Spaniard's Bay | SB Park | Spaniards Bay | Newfoundland and Labrador | Municipal or another local authority | Municipal or another local authority | Continuous | Quarterly | Quarterly | 0 | 1099.2 | 108593 | 90 | 47 | 25 | 22 | 197 | 25 | 172 |  |  | Approved
28153 | 2018-Q2 | Town of Spaniard's Bay | SB Park | Spaniards Bay | Newfoundland and Labrador | Municipal or another local authority | Municipal or another local authority | Continuous | Quarterly | Quarterly | 0 | 1099.2 | 109928 | 91 | 162 | 25 | 137 | 91 | 25 | 66 |  |  | Approved
28153 | 2018-Q3 | Town of Spaniard's Bay | SB Park | Spaniards Bay | Newfoundland and Labrador | Municipal or another local authority | Municipal or another local authority | Continuous | Quarterly | Quarterly | 0 | 1099.2 | 109928 | 92 | 162 | 25 | 137 | 91 | 25 | 66 |  |  | Approved
28153 | 2018-Q4 | Town of Spaniard's Bay | SB Park | Spaniards Bay | Newfoundland and Labrador | Municipal or another local authority | Municipal or another local authority | Continuous | Quarterly | Quarterly | 0 | 1099.2 | 106809.9 | 92 | 96 | 25 | 71 | 72 | 25 | 47 |  |  | Approved
28153 | 2019-Q1 | Town of Spaniard's Bay | SB Park | Spaniards Bay | Newfoundland and Labrador | Municipal or another local authority | Municipal or another local authority | Continuous | Quarterly | Quarterly | 0 | 1192.5 | 116230 | 90 | 149 | 25 | 124 | 160 | 25 | 135 |  |  | Approved
28153 | 2019-Q2 | Town of Spaniard's Bay | SB Park | Spaniards Bay | Newfoundland and Labrador | Municipal or another local authority | Municipal or another local authority | Continuous | Quarterly | Quarterly | 0 | 1192.5 | 87898 | 91 | 100 | 25 | 75 | 75 | 25 | 50 |  |  | Approved
28153 | 2019-Q3 | Town of Spaniard's Bay | SB Park | Spaniards Bay | Newfoundland and Labrador | Municipal or another local authority | Municipal or another local authority | Continuous | Quarterly | Quarterly | 0 | 1192.5 | 90781 | 92 | 81 | 25 | 56 | 74 | 25 | 49 |  |  | Approved
28153 | 2019-Q4 | Town of Spaniard's Bay | SB Park | Spaniards Bay | Newfoundland and Labrador | Municipal or another local authority | Municipal or another local authority | Continuous | Quarterly | Quarterly | 0 | 1192.5 | 113636 | 92 | 68 | 25 | 43 | 98 | 25 | 73 |  |  | Approved
28153 | 2020-Q1 | Town of Spaniard's Bay | SB Park | Spaniards Bay | Newfoundland and Labrador | Municipal or another local authority | Municipal or another local authority | Continuous | Quarterly | Quarterly | 0 | 1119.3 | 107198 | 91 | 72 | 25 | 47 | 61 | 25 | 36 |  |  | Approved
28153 | 2020-Q2 | Town of Spaniard's Bay | SB Park | Spaniards Bay | Newfoundland and Labrador | Municipal or another local authority | Municipal or another local authority | Continuous | Quarterly | Quarterly | 0 | 1119.3 | 144144 | 91 | 93 | 25 | 68 | 82 | 25 | 57 |  |  | Approved
28153 | 2020-Q3 | Town of Spaniard's Bay | SB Park | Spaniards Bay | Newfoundland and Labrador | Municipal or another local authority | Municipal or another local authority | Continuous | Quarterly | Quarterly | 0 | 1119.3 | 113558 | 92 | 133 | 25 | 108 | 91 | 25 | 66 |  |  | Approved
28153 | 2020-Q4 | Town of Spaniard's Bay | SB Park | Spaniards Bay | Newfoundland and Labrador | Municipal or another local authority | Municipal or another local authority | Continuous | Quarterly | Quarterly | 0 | 1119.3 | 95387 | 92 | 74 | 25 | 49 | 52 | 25 | 27 |  |  | Approved
28153 | 2021-Q1 | Town of Spaniard's Bay | SB Park | Spaniards Bay | Newfoundland and Labrador | Municipal or another local authority | Municipal or another local authority | Continuous | Quarterly | Quarterly | 0 | 1257.6 | 101445 | 90 | 120 | 25 | 95 | 80 | 25 | 55 |  |  | Approved
28153 | 2021-Q2 | Town of Spaniard's Bay | SB Park | Spaniards Bay | Newfoundland and Labrador | Municipal or another local authority | Municipal or another local authority | Continuous | Quarterly | Quarterly | 0 | 1257.6 | 95261 | 91 | 101 | 25 | 76 | 95 | 25 | 70 |  |  | Approved
28153 | 2021-Q3 | Town of Spaniard's Bay | SB Park | Spaniards Bay | Newfoundland and Labrador | Municipal or another local authority | Municipal or another local authority | Continuous | Quarterly | Quarterly | 0 | 1257.6 | 65609 | 92 | 80 | 25 | 55 | 68 | 25 | 43 |  |  | Approved
28153 | 2021-Q4 | Town of Spaniard's Bay | SB Park | Spaniards Bay | Newfoundland and Labrador | Municipal or another local authority | Municipal or another local authority | Continuous | Quarterly | Quarterly | 0 | 1257.6 | 118075 | 92 | 143 | 25 | 118 | 67 | 25 | 42 |  |  | Approved
28153 | 2022-Q1 | Town of Spaniard's Bay | SB Park | Spaniards Bay | Newfoundland and Labrador | Municipal or another local authority | Municipal or another local authority | Continuous | Quarterly | Quarterly | 0 | 1042.2 | 232128 | 90 | 58 | 25 | 33 | 51 | 25 | 26 |  |  | Approved
28153 | 2022-Q2 | Town of Spaniard's Bay | SB Park | Spaniards Bay | Newfoundland and Labrador | Municipal or another local authority | Municipal or another local authority | Continuous | Quarterly | Quarterly | 0 | 1042.2 | 224756 | 91 | 87 | 25 | 62 | 66 | 25 | 41 |  |  | Approved
28153 | 2022-Q3 | Town of Spaniard's Bay | SB Park | Spaniards Bay | Newfoundland and Labrador | Municipal or another local authority | Municipal or another local authority | Continuous | Quarterly | Quarterly | 0 | 1042.2 | 146314 | 92 | 90 | 25 | 65 | 77 | 25 | 52 |  |  | Approved
28153 | 2022-Q4 | Town of Spaniard's Bay | SB Park | Spaniards Bay | Newfoundland and Labrador | Municipal or another local authority | Municipal or another local authority | Continuous | Quarterly | Quarterly | 0 | 1042.2 | 147379 | 92 | 134 | 25 | 109 | 130 | 25 | 105 |  |  | Approved
28153 | 2023-Q1 | Town of Spaniard's Bay | SB Park | Spaniards Bay | Newfoundland and Labrador | Municipal or another local authority | Municipal or another local authority | Continuous | Quarterly | Quarterly | 0 | 2056.4 | 152914 | 90 | 149 | 25 | 124 | 248 | 25 | 223 |  |  | Approved
28153 | 2023-Q2 | Town of Spaniard's Bay | SB Park | Spaniards Bay | Newfoundland and Labrador | Municipal or another local authority | Municipal or another local authority | Continuous | Quarterly | Quarterly | 0 | 2056.4 | 113876 | 91 | 50 | 25 | 25 | 63 | 25 | 38 |  |  | Approved
28153 | 2023-Q3 | Town of Spaniard's Bay | SB Park | Spaniards Bay | Newfoundland and Labrador | Municipal or another local authority | Municipal or another local authority | Continuous | Quarterly | Quarterly | 0 | 2056.4 | 60391 | 92 | 116 | 25 | 91 | 90 | 25 | 65 |  |  | Approved
28153 | 2023-Q4 | Town of Spaniard's Bay | SB Park | Spaniards Bay | Newfoundland and Labrador | Municipal or another local authority | Municipal or another local authority | Continuous | Quarterly | Quarterly | 0 | 2056.4 | 153709 | 92 | 75 | 25 | 50 | 37 | 25 | 12 |  |  | Approved
28153 | 2024-Q1 | Town of Spaniard's Bay | SB Park | Spaniards Bay | Newfoundland and Labrador | Municipal or another local authority | Municipal or another local authority | Continuous | Quarterly | Quarterly | 0 | 1317.5 | 79590 | 91 | 120 | 25 | 95 | 67 | 25 | 42 |  |  | Approved
28153 | 2024-Q2 | Town of Spaniard's Bay | SB Park | Spaniards Bay | Newfoundland and Labrador | Municipal or another local authority | Municipal or another local authority | Continuous | Quarterly | Quarterly | 0 | 1317.5 | 46978 | 91 | 78 | 25 | 53 | 89 | 25 | 64 |  |  | Approved
28153 | 2024-Q3 | Town of Spaniard's Bay | SB Park | Spaniards Bay | Newfoundland and Labrador | Municipal or another local authority | Municipal or another local authority | Continuous | Quarterly | Quarterly | 0 | 1317.5 | 78708 | 92 | 76 | 25 | 51 | 88 | 25 | 63 |  |  | Approved
28153 | 2024-Q4 | Town of Spaniard's Bay | SB Park | Spaniards Bay | Newfoundland and Labrador | Municipal or another local authority | Municipal or another local authority | Continuous | Quarterly | Quarterly | 0 | 1317.5 | 128399 | 92 | 64 | 25 | 39 | 52 | 25 | 27 |  |  | Approved
28154 | 2015-Q2 | Town of Spaniard's Bay | SB Road | Spaniards Bay | Newfoundland and Labrador | Municipal or another local authority | Municipal or another local authority | Continuous | Quarterly | Quarterly | 0 | 500 | 24687 | 50 | 32 | 25 | 7 | 34 | 25 | 9 |  |  | Approved
28154 | 2015-Q3 | Town of Spaniard's Bay | SB Road | Spaniards Bay | Newfoundland and Labrador | Municipal or another local authority | Municipal or another local authority | Continuous | Quarterly | Quarterly | 0 | 500 | 36871 | 92 | 27 | 25 | 2 | 17 | 25 | -8 |  |  | Approved
28154 | 2015-Q4 | Town of Spaniard's Bay | SB Road | Spaniards Bay | Newfoundland and Labrador | Municipal or another local authority | Municipal or another local authority | Continuous | Quarterly | Quarterly | 0 | 500 | 41217 | 92 | 25 | 25 | 0 | 11 | 25 | -14 |  |  | Approved
28154 | 2016-Q1 | Town of Spaniard's Bay | SB Road | Spaniards Bay | Newfoundland and Labrador | Municipal or another local authority | Municipal or another local authority | Continuous | Quarterly | Quarterly | 0 | 500 | 57089 | 90 | 10 | 25 | -15 | 11 | 25 | -14 |  |  | Approved
28154 | 2016-Q2 | Town of Spaniard's Bay | SB Road | Spaniards Bay | Newfoundland and Labrador | Municipal or another local authority | Municipal or another local authority | Continuous | Quarterly | Quarterly | 0 | 500 | 39856 | 91 | 272 | 25 | 247 | 107 | 25 | 82 |  |  | Approved
28154 | 2016-Q3 | Town of Spaniard's Bay | SB Road | Spaniards Bay | Newfoundland and Labrador | Municipal or another local authority | Municipal or another local authority | Continuous | Quarterly | Quarterly | 0 | 500 | 55660 | 92 | 18 | 25 | -7 | 45 | 25 | 20 |  |  | Approved
28154 | 2016-Q4 | Town of Spaniard's Bay | SB Road | Spaniards Bay | Newfoundland and Labrador | Municipal or another local authority | Municipal or another local authority | Continuous | Quarterly | Quarterly | 0 | 500 | 35972 | 92 | 5 | 25 | -20 | 37 | 25 | 12 |  |  | Approved
28154 | 2017-Q1 | Town of Spaniard's Bay | SB Road | Spaniards Bay | Newfoundland and Labrador | Municipal or another local authority | Municipal or another local authority | Continuous | Quarterly | Quarterly | 0 | 515.2 | 66870 | 90 | 29 | 25 | 4 | 13 | 25 | -12 |  |  | Approved
28154 | 2017-Q2 | Town of Spaniard's Bay | SB Road | Spaniards Bay | Newfoundland and Labrador | Municipal or another local authority | Municipal or another local authority | Continuous | Quarterly | Quarterly | 0 | 515.2 | 51415 | 91 | 26 | 25 | 1 | 54 | 25 | 29 |  |  | Approved
28154 | 2017-Q3 | Town of Spaniard's Bay | SB Road | Spaniards Bay | Newfoundland and Labrador | Municipal or another local authority | Municipal or another local authority | Continuous | Quarterly | Quarterly | 0 | 515.2 | 37076 | 92 | 21 | 25 | -4 | 26 | 25 | 1 |  |  | Approved
28154 | 2017-Q4 | Town of Spaniard's Bay | SB Road | Spaniards Bay | Newfoundland and Labrador | Municipal or another local authority | Municipal or another local authority | Continuous | Quarterly | Quarterly | 0 | 515.2 | 70478 | 92 | 26 | 25 | 1 | 30 | 25 | 5 |  |  | Approved
28154 | 2018-Q1 | Town of Spaniard's Bay | SB Road | Spaniards Bay | Newfoundland and Labrador | Municipal or another local authority | Municipal or another local authority | Continuous | Quarterly | Quarterly | 0 | 618.7 | 53776 | 90 | 52 | 25 | 27 | 26 | 25 | 1 |  |  | Approved
28154 | 2018-Q2 | Town of Spaniard's Bay | SB Road | Spaniards Bay | Newfoundland and Labrador | Municipal or another local authority | Municipal or another local authority | Continuous | Quarterly | Quarterly | 0 | 618.7 | 76246 | 91 | 107 | 25 | 82 | 496 | 25 | 471 |  |  | Approved
28154 | 2018-Q3 | Town of Spaniard's Bay | SB Road | Spaniards Bay | Newfoundland and Labrador | Municipal or another local authority | Municipal or another local authority | Continuous | Quarterly | Quarterly | 0 | 618.7 | 76246 | 92 | 107 | 25 | 82 | 496 | 25 | 471 |  |  | Approved
28154 | 2018-Q4 | Town of Spaniard's Bay | SB Road | Spaniards Bay | Newfoundland and Labrador | Municipal or another local authority | Municipal or another local authority | Continuous | Quarterly | Quarterly | 0 | 618.7 | 151679.5 | 92 | 82 | 25 | 57 | 53 | 25 | 28 |  |  | Approved
28154 | 2019-Q1 | Town of Spaniard's Bay | SB Road | Spaniards Bay | Newfoundland and Labrador | Municipal or another local authority | Municipal or another local authority | Continuous | Quarterly | Quarterly | 0 | 980.7 | 253259 | 90 | 115 | 25 | 90 | 88 | 25 | 63 |  |  | Approved
28154 | 2019-Q2 | Town of Spaniard's Bay | SB Road | Spaniards Bay | Newfoundland and Labrador | Municipal or another local authority | Municipal or another local authority | Continuous | Quarterly | Quarterly | 0 | 980.7 | 203021 | 91 | 104 | 25 | 79 | 87 | 25 | 62 |  |  | Approved
28154 | 2019-Q3 | Town of Spaniard's Bay | SB Road | Spaniards Bay | Newfoundland and Labrador | Municipal or another local authority | Municipal or another local authority | Continuous | Quarterly | Quarterly | 0 | 980.7 | 172500 | 92 | 105 | 25 | 80 | 161 | 25 | 136 |  |  | Approved
28154 | 2019-Q4 | Town of Spaniard's Bay | SB Road | Spaniards Bay | Newfoundland and Labrador | Municipal or another local authority | Municipal or another local authority | Continuous | Quarterly | Quarterly | 0 | 980.7 | 209593 | 92 | 67 | 25 | 42 | 61 | 25 | 36 |  |  | Approved
28154 | 2020-Q1 | Town of Spaniard's Bay | SB Road | Spaniards Bay | Newfoundland and Labrador | Municipal or another local authority | Municipal or another local authority | Continuous | Quarterly | Quarterly | 0 | 2296.9 | 197925 | 91 | 68 | 25 | 43 | 63 | 25 | 38 |  |  | Approved
28154 | 2020-Q2 | Town of Spaniard's Bay | SB Road | Spaniards Bay | Newfoundland and Labrador | Municipal or another local authority | Municipal or another local authority | Continuous | Quarterly | Quarterly | 0 | 2296.9 | 200473 | 91 | 68 | 25 | 43 | 79 | 25 | 54 |  |  | Approved
28154 | 2020-Q3 | Town of Spaniard's Bay | SB Road | Spaniards Bay | Newfoundland and Labrador | Municipal or another local authority | Municipal or another local authority | Continuous | Quarterly | Quarterly | 0 | 2296.9 | 97845 | 92 | 135 | 25 | 110 | 110 | 25 | 85 |  |  | Approved
28154 | 2020-Q4 | Town of Spaniard's Bay | SB Road | Spaniards Bay | Newfoundland and Labrador | Municipal or another local authority | Municipal or another local authority | Continuous | Quarterly | Quarterly | 0 | 2296.9 | 234178 | 92 | 64 | 25 | 39 | 45 | 25 | 20 |  |  | Approved
28154 | 2021-Q1 | Town of Spaniard's Bay | SB Road | Spaniards Bay | Newfoundland and Labrador | Municipal or another local authority | Municipal or another local authority | Continuous | Quarterly | Quarterly | 0 | 1995.7 | 178301 | 90 | 109 | 25 | 84 | 127 | 25 | 102 |  |  | Approved
28154 | 2021-Q2 | Town of Spaniard's Bay | SB Road | Spaniards Bay | Newfoundland and Labrador | Municipal or another local authority | Municipal or another local authority | Continuous | Quarterly | Quarterly | 0 | 1995.7 | 99704 | 91 | 68 | 25 | 43 | 79 | 25 | 54 |  |  | Approved
28154 | 2021-Q3 | Town of Spaniard's Bay | SB Road | Spaniards Bay | Newfoundland and Labrador | Municipal or another local authority | Municipal or another local authority | Continuous | Quarterly | Quarterly | 0 | 1995.7 | 61886 | 92 | 88 | 25 | 63 | 89 | 25 | 64 |  |  | Approved
28154 | 2021-Q4 | Town of Spaniard's Bay | SB Road | Spaniards Bay | Newfoundland and Labrador | Municipal or another local authority | Municipal or another local authority | Continuous | Quarterly | Quarterly | 0 | 1995.7 | 122104 | 92 | 161 | 25 | 136 | 74 | 25 | 49 |  |  | Approved
28154 | 2022-Q1 | Town of Spaniard's Bay | SB Road | Spaniards Bay | Newfoundland and Labrador | Municipal or another local authority | Municipal or another local authority | Continuous | Quarterly | Quarterly | 0 | 1265.7 | 380058 | 90 | 66 | 25 | 41 | 75 | 25 | 50 |  |  | Approved
28154 | 2022-Q2 | Town of Spaniard's Bay | SB Road | Spaniards Bay | Newfoundland and Labrador | Municipal or another local authority | Municipal or another local authority | Continuous | Quarterly | Quarterly | 0 | 1265.7 | 320624 | 91 | 127 | 25 | 102 | 125 | 25 | 100 |  |  | Approved
28154 | 2022-Q3 | Town of Spaniard's Bay | SB Road | Spaniards Bay | Newfoundland and Labrador | Municipal or another local authority | Municipal or another local authority | Continuous | Quarterly | Quarterly | 0 | 1265.7 | 244453 | 92 | 126 | 25 | 101 | 125 | 25 | 100 |  |  | Approved
28154 | 2022-Q4 | Town of Spaniard's Bay | SB Road | Spaniards Bay | Newfoundland and Labrador | Municipal or another local authority | Municipal or another local authority | Continuous | Quarterly | Quarterly | 0 | 1265.7 | 281924 | 92 | 116 | 25 | 91 | 101 | 25 | 76 |  |  | Approved
28154 | 2023-Q1 | Town of Spaniard's Bay | SB Road | Spaniards Bay | Newfoundland and Labrador | Municipal or another local authority | Municipal or another local authority | Continuous | Quarterly | Quarterly | 0 | 3361.8 | 201750 | 90 | 91 | 25 | 66 | 256 | 25 | 231 |  |  | Approved
28154 | 2023-Q2 | Town of Spaniard's Bay | SB Road | Spaniards Bay | Newfoundland and Labrador | Municipal or another local authority | Municipal or another local authority | Continuous | Quarterly | Quarterly | 0 | 3361.8 | 177343 | 91 | 65 | 25 | 40 | 50 | 25 | 25 |  |  | Approved
28154 | 2023-Q3 | Town of Spaniard's Bay | SB Road | Spaniards Bay | Newfoundland and Labrador | Municipal or another local authority | Municipal or another local authority | Continuous | Quarterly | Quarterly | 0 | 3361.8 | 131518 | 92 | 127 | 25 | 102 | 163 | 25 | 138 |  |  | Approved
28154 | 2023-Q4 | Town of Spaniard's Bay | SB Road | Spaniards Bay | Newfoundland and Labrador | Municipal or another local authority | Municipal or another local authority | Continuous | Quarterly | Quarterly | 0 | 3361.8 | 76254 | 92 | 73 | 25 | 48 | 59 | 25 | 34 |  |  | Approved
28154 | 2024-Q1 | Town of Spaniard's Bay | SB Road | Spaniards Bay | Newfoundland and Labrador | Municipal or another local authority | Municipal or another local authority | Continuous | Quarterly | Quarterly | 0 | 1607.8 | 109918 | 91 | 80 | 25 | 55 | 116 | 25 | 91 |  |  | Approved
28154 | 2024-Q2 | Town of Spaniard's Bay | SB Road | Spaniards Bay | Newfoundland and Labrador | Municipal or another local authority | Municipal or another local authority | Continuous | Quarterly | Quarterly | 0 | 1607.8 | 106965 | 91 | 57 | 25 | 32 | 53 | 25 | 28 |  |  | Approved
28154 | 2024-Q3 | Town of Spaniard's Bay | SB Road | Spaniards Bay | Newfoundland and Labrador | Municipal or another local authority | Municipal or another local authority | Continuous | Quarterly | Quarterly | 0 | 1607.8 | 96328 | 92 | 97 | 25 | 72 | 96 | 25 | 71 |  |  | Approved
28154 | 2024-Q4 | Town of Spaniard's Bay | SB Road | Spaniards Bay | Newfoundland and Labrador | Municipal or another local authority | Municipal or another local authority | Continuous | Quarterly | Quarterly | 0 | 1607.8 | 119445 | 92 | 67 | 25 | 42 | 77 | 25 | 52 |  |  | Approved
28155 | 2015-Q1 | Town Of Burin | Cinema Outfall | Burin | Newfoundland and Labrador | Municipal or another local authority | Municipal or another local authority | Continuous | Quarterly | Quarterly | 0 | 300 |  | 90 | 26 | 25 | 1 | 71 | 25 | 46 |  |  | Approved
28155 | 2015-Q2 | Town Of Burin | Cinema Outfall | Burin | Newfoundland and Labrador | Municipal or another local authority | Municipal or another local authority | Continuous | Quarterly | Quarterly | 0 | 300 | 47059 | 91 | 52 | 25 | 27 | 316 | 25 | 291 |  |  | Approved
28155 | 2015-Q3 | Town Of Burin | Cinema Outfall | Burin | Newfoundland and Labrador | Municipal or another local authority | Municipal or another local authority | Continuous | Quarterly | Quarterly | 0 | 300 | 72739 | 92 | 112 | 25 | 87 | 948 | 25 | 923 |  |  | Approved
28155 | 2015-Q4 | Town Of Burin | Cinema Outfall | Burin | Newfoundland and Labrador | Municipal or another local authority | Municipal or another local authority | Continuous | Quarterly | Quarterly | 0 | 300 | 98474 | 92 | 25 | 25 | 0 | 7 | 25 | -18 |  |  | Approved
28155 | 2016-Q1 | Town Of Burin | Cinema Outfall | Burin | Newfoundland and Labrador | Municipal or another local authority | Municipal or another local authority | Continuous | Quarterly | Quarterly | 0 | 618.1 | 77008 | 91 | 14 | 25 | -11 | 12 | 25 | -13 |  |  | Approved
28155 | 2016-Q2 | Town Of Burin | Cinema Outfall | Burin | Newfoundland and Labrador | Municipal or another local authority | Municipal or another local authority | Continuous | Quarterly | Quarterly | 0 | 618.1 | 55744 | 91 | 50 | 25 | 25 | 57 | 25 | 32 |  |  | Approved
28155 | 2016-Q3 | Town Of Burin | Cinema Outfall | Burin | Newfoundland and Labrador | Municipal or another local authority | Municipal or another local authority | Continuous | Quarterly | Quarterly | 0 | 618.1 | 35375 | 92 | 45 | 25 | 20 | 90 | 25 | 65 |  |  | Approved
28155 | 2016-Q4 | Town Of Burin | Cinema Outfall | Burin | Newfoundland and Labrador | Municipal or another local authority | Municipal or another local authority | Continuous | Quarterly | Quarterly | 0 | 618.1 | 28655 | 92 | 11 | 25 | -14 | 36 | 25 | 11 |  |  | Approved
28155 | 2017-Q1 | Town Of Burin | Cinema Outfall | Burin | Newfoundland and Labrador | Municipal or another local authority | Municipal or another local authority | Continuous | Quarterly | Quarterly | 0 | 537.7 | 49869 | 90 | 31 | 25 | 6 | 20 | 25 | -5 |  |  | Approved
28155 | 2017-Q2 | Town Of Burin | Cinema Outfall | Burin | Newfoundland and Labrador | Municipal or another local authority | Municipal or another local authority | Continuous | Quarterly | Quarterly | 0 | 537.7 | 16828 | 91 | 30 | 25 | 5 | 52 | 25 | 27 |  |  | Approved
28155 | 2017-Q3 | Town Of Burin | Cinema Outfall | Burin | Newfoundland and Labrador | Municipal or another local authority | Municipal or another local authority | Continuous | Quarterly | Quarterly | 0 | 537.7 | 22356 | 92 | 24 | 25 | -1 | 30 | 25 | 5 |  |  | Approved
28155 | 2017-Q4 | Town Of Burin | Cinema Outfall | Burin | Newfoundland and Labrador | Municipal or another local authority | Municipal or another local authority | Continuous | Quarterly | Quarterly | 0 | 537.7 | 49680 | 92 | 31 | 25 | 6 | 41 | 25 | 16 |  |  | Approved
28155 | 2018-Q1 | Town Of Burin | Cinema Outfall | Burin | Newfoundland and Labrador | Municipal or another local authority | Municipal or another local authority | Continuous | Quarterly | Quarterly | 0 | 380.1 | 48839 | 90 | 41 | 25 | 16 | 28 | 25 | 3 |  |  | Approved
28155 | 2018-Q2 | Town Of Burin | Cinema Outfall | Burin | Newfoundland and Labrador | Municipal or another local authority | Municipal or another local authority | Continuous | Quarterly | Quarterly | 0 | 380.1 | 49940 | 91 | 79 | 25 | 54 | 173 | 25 | 148 |  |  | Approved
28155 | 2018-Q3 | Town Of Burin | Cinema Outfall | Burin | Newfoundland and Labrador | Municipal or another local authority | Municipal or another local authority | Continuous | Quarterly | Quarterly | 0 | 380.1 | 44475 | 92 | 78 | 25 | 53 | 103 | 25 | 78 |  |  | Approved
28155 | 2018-Q4 | Town Of Burin | Cinema Outfall | Burin | Newfoundland and Labrador | Municipal or another local authority | Municipal or another local authority | Continuous | Quarterly | Quarterly | 0 | 380.1 | 49902 | 92 | 37 | 25 | 12 | 42 | 25 | 17 |  |  | Approved
28155 | 2019-Q1 | Town Of Burin | Cinema Outfall | Burin | Newfoundland and Labrador | Municipal or another local authority | Municipal or another local authority | Continuous | Quarterly | Quarterly | 0 | 529.2 | 49647 | 90 | 62 | 25 | 37 | 50 | 25 | 25 |  |  | Approved
28155 | 2019-Q2 | Town Of Burin | Cinema Outfall | Burin | Newfoundland and Labrador | Municipal or another local authority | Municipal or another local authority | Continuous | Quarterly | Quarterly | 0 | 529.2 | 48463 | 91 | 38 | 25 | 13 | 38 | 25 | 13 |  |  | Approved
28155 | 2019-Q3 | Town Of Burin | Cinema Outfall | Burin | Newfoundland and Labrador | Municipal or another local authority | Municipal or another local authority | Continuous | Quarterly | Quarterly | 0 | 529.2 | 34777 | 92 | 53 | 25 | 28 | 68 | 25 | 43 |  |  | Approved
28155 | 2019-Q4 | Town Of Burin | Cinema Outfall | Burin | Newfoundland and Labrador | Municipal or another local authority | Municipal or another local authority | Continuous | Quarterly | Quarterly | 0 | 529.2 | 26680 | 92 | 34 | 25 | 9 | 61 | 25 | 36 |  |  | Approved
28155 | 2020-Q1 | Town Of Burin | Cinema Outfall | Burin | Newfoundland and Labrador | Municipal or another local authority | Municipal or another local authority | Continuous | Quarterly | Quarterly | 0 | 437.2 | 28301 | 91 | 69 | 25 | 44 | 72 | 25 | 47 |  |  | Approved
28155 | 2020-Q2 | Town Of Burin | Cinema Outfall | Burin | Newfoundland and Labrador | Municipal or another local authority | Municipal or another local authority | Continuous | Quarterly | Quarterly | 0 | 437.2 | 23296 | 91 | 44 | 25 | 19 | 39 | 25 | 14 |  |  | Approved
28155 | 2020-Q3 | Town Of Burin | Cinema Outfall | Burin | Newfoundland and Labrador | Municipal or another local authority | Municipal or another local authority | Continuous | Quarterly | Quarterly | 0 | 437.2 | 13218 | 92 | 59 | 25 | 34 | 48 | 25 | 23 |  |  | Approved
28155 | 2020-Q4 | Town Of Burin | Cinema Outfall | Burin | Newfoundland and Labrador | Municipal or another local authority | Municipal or another local authority | Continuous | Quarterly | Quarterly | 0 | 437.2 | 28396 | 92 | 40 | 25 | 15 | 68 | 25 | 43 |  |  | Approved
28155 | 2021-Q1 | Town Of Burin | Cinema Outfall | Burin | Newfoundland and Labrador | Municipal or another local authority | Municipal or another local authority | Continuous | Quarterly | Quarterly | 0 | 254.7 | 28984 | 90 | 52 | 25 | 27 | 37 | 25 | 12 |  |  | Approved
28155 | 2021-Q2 | Town Of Burin | Cinema Outfall | Burin | Newfoundland and Labrador | Municipal or another local authority | Municipal or another local authority | Continuous | Quarterly | Quarterly | 0 | 254.7 | 26658 | 91 | 77 | 25 | 52 | 55 | 25 | 30 |  |  | Approved
28155 | 2021-Q3 | Town Of Burin | Cinema Outfall | Burin | Newfoundland and Labrador | Municipal or another local authority | Municipal or another local authority | Continuous | Quarterly | Quarterly | 0 | 254.7 | 31832 | 92 | 68 | 25 | 43 | 53 | 25 | 28 |  |  | Approved
28155 | 2021-Q4 | Town Of Burin | Cinema Outfall | Burin | Newfoundland and Labrador | Municipal or another local authority | Municipal or another local authority | Continuous | Quarterly | Quarterly | 0 | 254.7 | 49408 | 92 | 51 | 25 | 26 | 39 | 25 | 14 |  |  | Approved
28155 | 2022-Q1 | Town Of Burin | Cinema Outfall | Burin | Newfoundland and Labrador | Municipal or another local authority | Municipal or another local authority | Continuous | Quarterly | Quarterly | 0 | 375 | 49408 | 90 | 51 | 25 | 26 | 39 | 25 | 14 |  |  | Approved
28155 | 2022-Q2 | Town Of Burin | Cinema Outfall | Burin | Newfoundland and Labrador | Municipal or another local authority | Municipal or another local authority | Continuous | Quarterly | Quarterly | 0 | 375 | 43120 | 91 | 111 | 25 | 86 | 89 | 25 | 64 |  |  | Approved
28155 | 2022-Q3 | Town Of Burin | Cinema Outfall | Burin | Newfoundland and Labrador | Municipal or another local authority | Municipal or another local authority | Continuous | Quarterly | Quarterly | 0 | 375 | 30383 | 92 | 59 | 25 | 34 | 64 | 25 | 39 |  |  | Approved
28155 | 2022-Q4 | Town Of Burin | Cinema Outfall | Burin | Newfoundland and Labrador | Municipal or another local authority | Municipal or another local authority | Continuous | Quarterly | Quarterly | 0 | 375 | 42832 | 92 | 60 | 25 | 35 | 50 | 25 | 25 |  |  | Approved
28155 | 2023-Q1 | Town Of Burin | Cinema Outfall | Burin | Newfoundland and Labrador | Municipal or another local authority | Municipal or another local authority | Continuous | Quarterly | Quarterly | 0 | 454.1 | 50158 | 90 | 90 | 25 | 65 | 116 | 25 | 91 |  |  | Approved
28155 | 2023-Q2 | Town Of Burin | Cinema Outfall | Burin | Newfoundland and Labrador | Municipal or another local authority | Municipal or another local authority | Continuous | Quarterly | Quarterly | 0 | 454.1 | 46637 | 91 | 65 | 25 | 40 | 63 | 25 | 38 |  |  | Approved
28155 | 2023-Q3 | Town Of Burin | Cinema Outfall | Burin | Newfoundland and Labrador | Municipal or another local authority | Municipal or another local authority | Continuous | Quarterly | Quarterly | 0 | 454.1 | 37414 | 92 | 45 | 25 | 20 | 53 | 25 | 28 |  |  | Approved
28155 | 2023-Q4 | Town Of Burin | Cinema Outfall | Burin | Newfoundland and Labrador | Municipal or another local authority | Municipal or another local authority | Continuous | Quarterly | Quarterly | 0 | 454.1 | 42881 | 92 | 53 | 25 | 28 | 31 | 25 | 6 |  |  | Approved
28155 | 2024-Q1 | Town Of Burin | Cinema Outfall | Burin | Newfoundland and Labrador | Municipal or another local authority | Municipal or another local authority | Continuous | Quarterly | Quarterly | 0 | 485.2 | 43427 | 91 | 69 | 25 | 44 | 62 | 25 | 37 |  |  | Approved
28155 | 2024-Q2 | Town Of Burin | Cinema Outfall | Burin | Newfoundland and Labrador | Municipal or another local authority | Municipal or another local authority | Continuous | Quarterly | Quarterly | 0 | 485.2 | 41932 | 91 | 56 | 25 | 31 | 53 | 25 | 28 |  |  | Approved
28155 | 2024-Q3 | Town Of Burin | Cinema Outfall | Burin | Newfoundland and Labrador | Municipal or another local authority | Municipal or another local authority | Continuous | Quarterly | Quarterly | 0 | 485.2 | 20380 | 92 | 57 | 25 | 32 | 64 | 25 | 39 |  |  | Approved
28155 | 2024-Q4 | Town Of Burin | Cinema Outfall | Burin | Newfoundland and Labrador | Municipal or another local authority | Municipal or another local authority | Continuous | Quarterly | Quarterly | 0 | 485.2 | 41464 | 92 | 40 | 25 | 15 | 55 | 25 | 30 |  |  | Approved
28156 | 2015-Q1 | Town Of Burin | Main Street Outfall | Burin | Newfoundland and Labrador | Municipal or another local authority | Municipal or another local authority | Continuous | Quarterly | Quarterly | 0 | 300 | 14453 | 90 | 25 | 25 | 0 | 25 | 25 | 0 |  |  | Approved
28156 | 2015-Q2 | Town Of Burin | Main Street Outfall | Burin | Newfoundland and Labrador | Municipal or another local authority | Municipal or another local authority | Continuous | Quarterly | Quarterly | 0 | 300 | 48423 | 91 | 21 | 25 | -4 | 41 | 25 | 16 |  |  | Approved
28156 | 2015-Q3 | Town Of Burin | Main Street Outfall | Burin | Newfoundland and Labrador | Municipal or another local authority | Municipal or another local authority | Continuous | Quarterly | Quarterly | 0 | 300 | 99731 | 92 | 83 | 25 | 58 | 100 | 25 | 75 |  |  | Approved
28156 | 2015-Q4 | Town Of Burin | Main Street Outfall | Burin | Newfoundland and Labrador | Municipal or another local authority | Municipal or another local authority | Continuous | Quarterly | Quarterly | 0 | 300 | 166177 | 92 | 25 | 25 | 0 | 8 | 25 | -17 |  |  | Approved
28156 | 2016-Q1 | Town Of Burin | Main Street Outfall | Burin | Newfoundland and Labrador | Municipal or another local authority | Municipal or another local authority | Continuous | Quarterly | Quarterly | 0 | 900.8 | 37321 | 91 | 12 | 25 | -13 | 9 | 25 | -16 |  |  | Approved
28156 | 2016-Q2 | Town Of Burin | Main Street Outfall | Burin | Newfoundland and Labrador | Municipal or another local authority | Municipal or another local authority | Continuous | Quarterly | Quarterly | 0 | 900.8 | 52143 | 91 | 47 | 25 | 22 | 47 | 25 | 22 |  |  | Approved
28156 | 2016-Q3 | Town Of Burin | Main Street Outfall | Burin | Newfoundland and Labrador | Municipal or another local authority | Municipal or another local authority | Continuous | Quarterly | Quarterly | 0 | 900.8 | 46563 | 92 | 54 | 25 | 29 | 100 | 25 | 75 |  |  | Approved
28156 | 2016-Q4 | Town Of Burin | Main Street Outfall | Burin | Newfoundland and Labrador | Municipal or another local authority | Municipal or another local authority | Continuous | Quarterly | Quarterly | 0 | 900.8 | 75815 | 92 | 13 | 25 | -12 | 29 | 25 | 4 |  |  | Approved
28156 | 2017-Q1 | Town Of Burin | Main Street Outfall | Burin | Newfoundland and Labrador | Municipal or another local authority | Municipal or another local authority | Continuous | Quarterly | Quarterly | 0 | 578.8 | 73386 | 90 | 34 | 25 | 9 | 23 | 25 | -2 |  |  | Approved
28156 | 2017-Q2 | Town Of Burin | Main Street Outfall | Burin | Newfoundland and Labrador | Municipal or another local authority | Municipal or another local authority | Continuous | Quarterly | Quarterly | 0 | 578.8 | 61938 | 91 | 34 | 25 | 9 | 50 | 25 | 25 |  |  | Approved
28156 | 2017-Q3 | Town Of Burin | Main Street Outfall | Burin | Newfoundland and Labrador | Municipal or another local authority | Municipal or another local authority | Continuous | Quarterly | Quarterly | 0 | 578.8 | 63598 | 92 | 12 | 25 | -13 | 107 | 25 | 82 |  |  | Approved
28156 | 2017-Q4 | Town Of Burin | Main Street Outfall | Burin | Newfoundland and Labrador | Municipal or another local authority | Municipal or another local authority | Continuous | Quarterly | Quarterly | 0 | 578.8 | 67869 | 92 | 33 | 25 | 8 | 30 | 25 | 5 |  |  | Approved
28156 | 2018-Q1 | Town Of Burin | Main Street Outfall | Burin | Newfoundland and Labrador | Municipal or another local authority | Municipal or another local authority | Continuous | Quarterly | Quarterly | 0 | 730.9 | 85102 | 90 | 62 | 25 | 37 | 57 | 25 | 32 |  |  | Approved
28156 | 2018-Q2 | Town Of Burin | Main Street Outfall | Burin | Newfoundland and Labrador | Municipal or another local authority | Municipal or another local authority | Continuous | Quarterly | Quarterly | 0 | 730.9 | 59044 | 91 | 76 | 25 | 51 | 65 | 25 | 40 |  |  | Approved
28156 | 2018-Q3 | Town Of Burin | Main Street Outfall | Burin | Newfoundland and Labrador | Municipal or another local authority | Municipal or another local authority | Continuous | Quarterly | Quarterly | 0 | 730.9 | 44454 | 92 | 116 | 25 | 91 | 105 | 25 | 80 |  |  | Approved
28156 | 2018-Q4 | Town Of Burin | Main Street Outfall | Burin | Newfoundland and Labrador | Municipal or another local authority | Municipal or another local authority | Continuous | Quarterly | Quarterly | 0 | 730.9 | 57853 | 92 | 59 | 25 | 34 | 54 | 25 | 29 |  |  | Approved
28156 | 2019-Q1 | Town Of Burin | Main Street Outfall | Burin | Newfoundland and Labrador | Municipal or another local authority | Municipal or another local authority | Continuous | Quarterly | Quarterly | 0 | 675.2 | 120601 | 90 | 57 | 25 | 32 | 45 | 25 | 20 |  |  | Approved
28156 | 2019-Q2 | Town Of Burin | Main Street Outfall | Burin | Newfoundland and Labrador | Municipal or another local authority | Municipal or another local authority | Continuous | Quarterly | Quarterly | 0 | 675.2 | 105999 | 91 | 46 | 25 | 21 | 58 | 25 | 33 |  |  | Approved
28156 | 2019-Q3 | Town Of Burin | Main Street Outfall | Burin | Newfoundland and Labrador | Municipal or another local authority | Municipal or another local authority | Continuous | Quarterly | Quarterly | 0 | 675.2 | 69074 | 92 | 71 | 25 | 46 | 89 | 25 | 64 |  |  | Approved
28156 | 2019-Q4 | Town Of Burin | Main Street Outfall | Burin | Newfoundland and Labrador | Municipal or another local authority | Municipal or another local authority | Continuous | Quarterly | Quarterly | 0 | 675.2 | 91983 | 92 | 49 | 25 | 24 | 56 | 25 | 31 |  |  | Approved
28156 | 2020-Q1 | Town Of Burin | Main Street Outfall | Burin | Newfoundland and Labrador | Municipal or another local authority | Municipal or another local authority | Continuous | Quarterly | Quarterly | 0 | 1062.1 | 108654 | 91 | 77 | 25 | 52 | 92 | 25 | 67 |  |  | Approved
28156 | 2020-Q2 | Town Of Burin | Main Street Outfall | Burin | Newfoundland and Labrador | Municipal or another local authority | Municipal or another local authority | Continuous | Quarterly | Quarterly | 0 | 1062.1 | 120484 | 91 | 34 | 25 | 9 | 24 | 25 | -1 |  |  | Approved
28156 | 2020-Q3 | Town Of Burin | Main Street Outfall | Burin | Newfoundland and Labrador | Municipal or another local authority | Municipal or another local authority | Continuous | Quarterly | Quarterly | 0 | 1062.1 | 69333 | 92 | 93 | 25 | 68 | 74 | 25 | 49 |  |  | Approved
28156 | 2020-Q4 | Town Of Burin | Main Street Outfall | Burin | Newfoundland and Labrador | Municipal or another local authority | Municipal or another local authority | Continuous | Quarterly | Quarterly | 0 | 1062.1 | 46711 | 92 | 55 | 25 | 30 | 47 | 25 | 22 |  |  | Approved
28156 | 2021-Q1 | Town Of Burin | Main Street Outfall | Burin | Newfoundland and Labrador | Municipal or another local authority | Municipal or another local authority | Continuous | Quarterly | Quarterly | 0 | 943.1 | 60540 | 90 | 70 | 25 | 45 | 46 | 25 | 21 |  |  | Approved
28156 | 2021-Q2 | Town Of Burin | Main Street Outfall | Burin | Newfoundland and Labrador | Municipal or another local authority | Municipal or another local authority | Continuous | Quarterly | Quarterly | 0 | 943.1 | 60489 | 91 | 91 | 25 | 66 | 96 | 25 | 71 |  |  | Approved
28156 | 2021-Q3 | Town Of Burin | Main Street Outfall | Burin | Newfoundland and Labrador | Municipal or another local authority | Municipal or another local authority | Continuous | Quarterly | Quarterly | 0 | 943.1 | 52943 | 92 | 71 | 25 | 46 | 71 | 25 | 46 |  |  | Approved
28156 | 2021-Q4 | Town Of Burin | Main Street Outfall | Burin | Newfoundland and Labrador | Municipal or another local authority | Municipal or another local authority | Continuous | Quarterly | Quarterly | 0 | 943.1 | 87388 | 92 | 72 | 25 | 47 | 56 | 25 | 31 |  |  | Approved
28156 | 2022-Q1 | Town Of Burin | Main Street Outfall | Burin | Newfoundland and Labrador | Municipal or another local authority | Municipal or another local authority | Continuous | Quarterly | Quarterly | 0 | 716.1 | 87388 | 90 | 72 | 25 | 47 | 56 | 25 | 31 |  |  | Approved
28156 | 2022-Q2 | Town Of Burin | Main Street Outfall | Burin | Newfoundland and Labrador | Municipal or another local authority | Municipal or another local authority | Continuous | Quarterly | Quarterly | 0 | 716.1 | 89689 | 91 | 84 | 25 | 59 | 75 | 25 | 50 |  |  | Approved
28156 | 2022-Q3 | Town Of Burin | Main Street Outfall | Burin | Newfoundland and Labrador | Municipal or another local authority | Municipal or another local authority | Continuous | Quarterly | Quarterly | 0 | 716.1 | 73719 | 92 | 39 | 25 | 14 | 41 | 25 | 16 |  |  | Approved
28156 | 2022-Q4 | Town Of Burin | Main Street Outfall | Burin | Newfoundland and Labrador | Municipal or another local authority | Municipal or another local authority | Continuous | Quarterly | Quarterly | 0 | 716.1 | 76277 | 92 | 33 | 25 | 8 | 27 | 25 | 2 |  |  | Approved
28156 | 2023-Q1 | Town Of Burin | Main Street Outfall | Burin | Newfoundland and Labrador | Municipal or another local authority | Municipal or another local authority | Continuous | Quarterly | Quarterly | 0 | 896.1 | 79652 | 90 | 68 | 25 | 43 | 73 | 25 | 48 |  |  | Approved
28156 | 2023-Q2 | Town Of Burin | Main Street Outfall | Burin | Newfoundland and Labrador | Municipal or another local authority | Municipal or another local authority | Continuous | Quarterly | Quarterly | 0 | 896.1 | 63882 | 91 | 77 | 25 | 52 | 49 | 25 | 24 |  |  | Approved
28156 | 2023-Q3 | Town Of Burin | Main Street Outfall | Burin | Newfoundland and Labrador | Municipal or another local authority | Municipal or another local authority | Continuous | Quarterly | Quarterly | 0 | 896.1 | 69680 | 92 | 51 | 25 | 26 | 72 | 25 | 47 |  |  | Approved
28156 | 2023-Q4 | Town Of Burin | Main Street Outfall | Burin | Newfoundland and Labrador | Municipal or another local authority | Municipal or another local authority | Continuous | Quarterly | Quarterly | 0 | 896.1 | 74345 | 92 | 56 | 25 | 31 | 40 | 25 | 15 |  |  | Approved
28156 | 2024-Q1 | Town Of Burin | Main Street Outfall | Burin | Newfoundland and Labrador | Municipal or another local authority | Municipal or another local authority | Continuous | Quarterly | Quarterly | 0 | 787.8 | 100928 | 91 | 91 | 25 | 66 | 64 | 25 | 39 |  |  | Approved
28156 | 2024-Q2 | Town Of Burin | Main Street Outfall | Burin | Newfoundland and Labrador | Municipal or another local authority | Municipal or another local authority | Continuous | Quarterly | Quarterly | 0 | 787.8 | 99622 | 91 | 28 | 25 | 3 | 38 | 25 | 13 |  |  | Approved
28156 | 2024-Q3 | Town Of Burin | Main Street Outfall | Burin | Newfoundland and Labrador | Municipal or another local authority | Municipal or another local authority | Continuous | Quarterly | Quarterly | 0 | 787.8 | 55719 | 92 | 62 | 25 | 37 | 86 | 25 | 61 |  |  | Approved
28156 | 2024-Q4 | Town Of Burin | Main Street Outfall | Burin | Newfoundland and Labrador | Municipal or another local authority | Municipal or another local authority | Continuous | Quarterly | Quarterly | 0 | 787.8 | 116734 | 92 | 35 | 25 | 10 | 35 | 25 | 10 |  |  | Approved
28166 | 2015-Q4 | Town of Gambo | Ward WWTP | Gambo | Newfoundland and Labrador | Municipal or another local authority | Municipal or another local authority | Continuous | Quarterly | Quarterly | 0 | 500 | 2984 | 92 | 101 | 25 | 76 | 20 | 25 | -5 |  |  | Approved
28166 | 2016-Q1 | Town of Gambo | Ward WWTP | Gambo | Newfoundland and Labrador | Municipal or another local authority | Municipal or another local authority | Continuous | Quarterly | Quarterly | 0 | 500 | 13488 | 91 | 42 | 25 | 17 | 38 | 25 | 13 |  |  | Approved
28166 | 2016-Q2 | Town of Gambo | Ward WWTP | Gambo | Newfoundland and Labrador | Municipal or another local authority | Municipal or another local authority | Continuous | Quarterly | Quarterly | 0 | 500 | 14396 | 91 | 64 | 25 | 39 | 105 | 25 | 80 |  |  | Approved
28166 | 2016-Q3 | Town of Gambo | Ward WWTP | Gambo | Newfoundland and Labrador | Municipal or another local authority | Municipal or another local authority | Continuous | Quarterly | Quarterly | 0 | 500 | 10793 | 92 | 38 | 25 | 13 | 55 | 25 | 30 |  |  | Approved
28166 | 2016-Q4 | Town of Gambo | Ward WWTP | Gambo | Newfoundland and Labrador | Municipal or another local authority | Municipal or another local authority | Continuous | Quarterly | Quarterly | 0 | 500 | 18155 | 92 | 31 | 25 | 6 | 17 | 25 | -8 |  |  | Approved
28166 | 2017-Q1 | Town of Gambo | Ward WWTP | Gambo | Newfoundland and Labrador | Municipal or another local authority | Municipal or another local authority | Continuous | Quarterly | Quarterly | 0 | 155.3 | 25987 | 90 | 15 | 25 | -10 | 6 | 25 | -19 |  |  | Approved
28166 | 2018-Q4 | Town of Gambo | Ward WWTP | Gambo | Newfoundland and Labrador | Municipal or another local authority | Municipal or another local authority | Continuous | Quarterly | Quarterly | 0 | 155.3 | 9279.5 | 92 | 62.3 | 25 | 37.3 | 72 | 25 | 47 |  |  | Approved
28166 | 2019-Q1 | Town of Gambo | Ward WWTP | Gambo | Newfoundland and Labrador | Municipal or another local authority | Municipal or another local authority | Continuous | Quarterly | Quarterly | 0 | 155.3 | 11657.1 | 89 | 329.7 | 25 | 304.7 | 999 | 25 | 974 |  |  | Approved
28166 | 2019-Q2 | Town of Gambo | Ward WWTP | Gambo | Newfoundland and Labrador | Municipal or another local authority | Municipal or another local authority | Continuous | Quarterly | Quarterly | 0 | 155.3 | 7158.3 | 91 | 94 | 25 | 69 | 111 | 25 | 86 |  |  | Approved
28166 | 2019-Q3 | Town of Gambo | Ward WWTP | Gambo | Newfoundland and Labrador | Municipal or another local authority | Municipal or another local authority | Continuous | Quarterly | Quarterly | 0 | 155.3 | 18492.8 | 92 | 31 | 25 | 6 | 51.3 | 25 | 26.3 |  |  | Approved
28166 | 2019-Q4 | Town of Gambo | Ward WWTP | Gambo | Newfoundland and Labrador | Municipal or another local authority | Municipal or another local authority | Continuous | Quarterly | Quarterly | 0 | 155.3 | 15690.6 | 92 | 297 | 25 | 272 | 63.6 | 25 | 38.6 |  |  | Approved
28166 | 2020-Q1 | Town of Gambo | Ward WWTP | Gambo | Newfoundland and Labrador | Municipal or another local authority | Municipal or another local authority | Continuous | Quarterly | Quarterly | 0 | 145.2 | 15733.8 | 91 | 211.3 | 25 | 186.3 | 92 | 25 | 67 |  |  | Approved
28166 | 2020-Q3 | Town of Gambo | Ward WWTP | Gambo | Newfoundland and Labrador | Municipal or another local authority | Municipal or another local authority | Continuous | Quarterly | Quarterly | 0 | 145.2 | 5094.4 | 92 | 105.6 | 25 | 80.6 | 192.6 | 25 | 167.6 |  |  | Approved
28166 | 2020-Q4 | Town of Gambo | Ward WWTP | Gambo | Newfoundland and Labrador | Municipal or another local authority | Municipal or another local authority | Continuous | Quarterly | Quarterly | 0 | 145.2 | 7711 | 92 | 68.5 | 25 | 43.5 | 40.5 | 25 | 15.5 |  |  | Approved
28166 | 2021-Q1 | Town of Gambo | Ward WWTP | Gambo | Newfoundland and Labrador | Municipal or another local authority | Municipal or another local authority | Continuous | Quarterly | Quarterly | 0 | 145.2 | 13502 | 90 | 90 | 25 | 65 | 70.5 | 25 | 45.5 |  |  | Approved
28166 | 2021-Q2 | Town of Gambo | Ward WWTP | Gambo | Newfoundland and Labrador | Municipal or another local authority | Municipal or another local authority | Continuous | Quarterly | Quarterly | 0 | 145.2 | 17214 | 91 | 81.3 | 25 | 56.3 | 51 | 25 | 26 |  |  | Approved
28166 | 2021-Q3 | Town of Gambo | Ward WWTP | Gambo | Newfoundland and Labrador | Municipal or another local authority | Municipal or another local authority | Continuous | Quarterly | Quarterly | 0 | 145.2 | 11315 | 92 | 157 | 25 | 132 | 815 | 25 | 790 |  |  | Approved
28166 | 2022-Q1 | Town of Gambo | Ward WWTP | Gambo | Newfoundland and Labrador | Municipal or another local authority | Municipal or another local authority | Continuous | Quarterly | Quarterly | 0 | 145.2 | 24192 | 90 | 83.7 | 25 | 58.7 | 58.7 | 25 | 33.7 |  |  | Approved
28166 | 2022-Q2 | Town of Gambo | Ward WWTP | Gambo | Newfoundland and Labrador | Municipal or another local authority | Municipal or another local authority | Continuous | Quarterly | Quarterly | 0 | 145.2 | 28373 | 91 | 97.4 | 25 | 72.4 | 45 | 25 | 20 |  |  | Approved
28166 | 2022-Q3 | Town of Gambo | Ward WWTP | Gambo | Newfoundland and Labrador | Municipal or another local authority | Municipal or another local authority | Continuous | Quarterly | Quarterly | 0 | 145.2 | 18972 | 92 | 71.3 | 25 | 46.3 | 52 | 25 | 27 |  |  | Approved
28166 | 2022-Q4 | Town of Gambo | Ward WWTP | Gambo | Newfoundland and Labrador | Municipal or another local authority | Municipal or another local authority | Continuous | Quarterly | Quarterly | 0 | 145.2 | 24679 | 92 | 63.7 | 25 | 38.7 | 48.3 | 25 | 23.3 |  |  | Approved
28166 | 2023-Q1 | Town of Gambo | Ward WWTP | Gambo | Newfoundland and Labrador | Municipal or another local authority | Municipal or another local authority | Continuous | Quarterly | Quarterly | 0 | 263.6 | 29072 | 90 | 118 | 25 | 93 | 407 | 25 | 382 |  |  | Approved
28166 | 2023-Q2 | Town of Gambo | Ward WWTP | Gambo | Newfoundland and Labrador | Municipal or another local authority | Municipal or another local authority | Continuous | Quarterly | Quarterly | 0 | 263.6 | 30250 | 91 | 27.3 | 25 | 2.3 | 37.7 | 25 | 12.7 |  |  | Approved
28166 | 2023-Q3 | Town of Gambo | Ward WWTP | Gambo | Newfoundland and Labrador | Municipal or another local authority | Municipal or another local authority | Continuous | Quarterly | Quarterly | 0 | 263.6 | 27386 | 92 | 34.7 | 25 | 9.7 | 45.3 | 25 | 20.3 |  |  | Approved
28166 | 2023-Q4 | Town of Gambo | Ward WWTP | Gambo | Newfoundland and Labrador | Municipal or another local authority | Municipal or another local authority | Continuous | Quarterly | Quarterly | 0 | 263.6 | 18381 | 92 | 81.3 | 25 | 56.3 | 114.7 | 25 | 89.7 |  |  | Approved
28166 | 2024-Q1 | Town of Gambo | Ward WWTP | Gambo | Newfoundland and Labrador | Municipal or another local authority | Municipal or another local authority | Continuous | Quarterly | Quarterly | 0 | 287.9 | 18847 | 90 | 45.7 | 25 | 20.7 | 49.3 | 25 | 24.3 |  |  | Approved
28166 | 2024-Q2 | Town of Gambo | Ward WWTP | Gambo | Newfoundland and Labrador | Municipal or another local authority | Municipal or another local authority | Continuous | Quarterly | Quarterly | 0 | 287.9 | 22693 | 91 | 62.3 | 25 | 37.3 | 63 | 25 | 38 |  |  | Approved
28166 | 2024-Q3 | Town of Gambo | Ward WWTP | Gambo | Newfoundland and Labrador | Municipal or another local authority | Municipal or another local authority | Continuous | Quarterly | Quarterly | 0 | 287.9 | 19350 | 92 | 49 | 25 | 24 | 78.7 | 25 | 53.7 |  |  | Approved
28166 | 2024-Q4 | Town of Gambo | Ward WWTP | Gambo | Newfoundland and Labrador | Municipal or another local authority | Municipal or another local authority | Continuous | Quarterly | Quarterly | 0 | 287.9 | 21830 | 92 | 73 | 25 | 48 | 91 | 25 | 66 |  |  | Approved
28167 | 2015-Q4 | Town of Gambo | Smith WWTP | Gambo | Newfoundland and Labrador | Municipal or another local authority | Municipal or another local authority | Continuous | Quarterly | Quarterly | 0 | 500 | 5836 | 92 | 53 | 25 | 28 | 31 | 25 | 6 |  |  | Approved
28167 | 2016-Q1 | Town of Gambo | Smith WWTP | Gambo | Newfoundland and Labrador | Municipal or another local authority | Municipal or another local authority | Continuous | Quarterly | Quarterly | 0 | 500 | 9895 | 91 | 49 | 25 | 24 | 27 | 25 | 2 |  |  | Approved
28167 | 2016-Q2 | Town of Gambo | Smith WWTP | Gambo | Newfoundland and Labrador | Municipal or another local authority | Municipal or another local authority | Continuous | Quarterly | Quarterly | 0 | 500 | 10920 | 91 | 58 | 25 | 33 | 119 | 25 | 94 |  |  | Approved
28167 | 2016-Q3 | Town of Gambo | Smith WWTP | Gambo | Newfoundland and Labrador | Municipal or another local authority | Municipal or another local authority | Continuous | Quarterly | Quarterly | 0 | 500 | 1597 | 92 | 43 | 25 | 18 | 51 | 25 | 26 |  |  | Approved
28167 | 2016-Q4 | Town of Gambo | Smith WWTP | Gambo | Newfoundland and Labrador | Municipal or another local authority | Municipal or another local authority | Continuous | Quarterly | Quarterly | 0 | 500 | 2576 | 92 | 29 | 25 | 4 | 18 | 25 | -7 |  |  | Approved
28167 | 2017-Q1 | Town of Gambo | Smith WWTP | Gambo | Newfoundland and Labrador | Municipal or another local authority | Municipal or another local authority | Continuous | Quarterly | Quarterly | 0 | 68.3 | 20790 | 90 | 10 | 25 | -15 | 5 | 25 | -20 |  |  | Approved
28167 | 2018-Q4 | Town of Gambo | Smith WWTP | Gambo | Newfoundland and Labrador | Municipal or another local authority | Municipal or another local authority | Continuous | Quarterly | Quarterly | 0 | 68.3 | 6908.6 | 92 | 104 | 25 | 79 | 93.3 | 25 | 68.3 |  |  | Approved
28167 | 2019-Q1 | Town of Gambo | Smith WWTP | Gambo | Newfoundland and Labrador | Municipal or another local authority | Municipal or another local authority | Continuous | Quarterly | Quarterly | 0 | 68.3 | 25581.8 | 89 | 168 | 25 | 143 | 121.3 | 25 | 96.3 |  |  | Approved
28167 | 2019-Q2 | Town of Gambo | Smith WWTP | Gambo | Newfoundland and Labrador | Municipal or another local authority | Municipal or another local authority | Continuous | Quarterly | Quarterly | 0 | 68.3 | 7208.6 | 91 | 130 | 25 | 105 | 96 | 25 | 71 |  |  | Approved
28167 | 2019-Q3 | Town of Gambo | Smith WWTP | Gambo | Newfoundland and Labrador | Municipal or another local authority | Municipal or another local authority | Continuous | Quarterly | Quarterly | 0 | 68.3 | 1130.7 | 92 | 78.7 | 25 | 53.7 | 134.3 | 25 | 109.3 |  |  | Approved
28167 | 2019-Q4 | Town of Gambo | Smith WWTP | Gambo | Newfoundland and Labrador | Municipal or another local authority | Municipal or another local authority | Continuous | Quarterly | Quarterly | 0 | 68.3 | 1500.1 | 92 | 165.5 | 25 | 140.5 | 136.7 | 25 | 111.7 |  |  | Approved
28167 | 2020-Q1 | Town of Gambo | Smith WWTP | Gambo | Newfoundland and Labrador | Municipal or another local authority | Municipal or another local authority | Continuous | Quarterly | Quarterly | 0 | 97 | 14050 | 91 | 135 | 25 | 110 | 110.3 | 25 | 85.3 |  |  | Approved
28167 | 2020-Q3 | Town of Gambo | Smith WWTP | Gambo | Newfoundland and Labrador | Municipal or another local authority | Municipal or another local authority | Continuous | Quarterly | Quarterly | 0 | 97 | 3558.9 | 92 | 128.6 | 25 | 103.6 | 87.3 | 25 | 62.3 |  |  | Approved
28167 | 2020-Q4 | Town of Gambo | Smith WWTP | Gambo | Newfoundland and Labrador | Municipal or another local authority | Municipal or another local authority | Continuous | Quarterly | Quarterly | 0 | 97 | 9043 | 92 | 103.5 | 25 | 78.5 | 75 | 25 | 50 |  |  | Approved
28167 | 2021-Q1 | Town of Gambo | Smith WWTP | Gambo | Newfoundland and Labrador | Municipal or another local authority | Municipal or another local authority | Continuous | Quarterly | Quarterly | 0 | 97 | 18657 | 90 | 153.3 | 25 | 128.3 | 129 | 25 | 104 |  |  | Approved
28167 | 2021-Q2 | Town of Gambo | Smith WWTP | Gambo | Newfoundland and Labrador | Municipal or another local authority | Municipal or another local authority | Continuous | Quarterly | Quarterly | 0 | 97 | 68343 | 91 | 93.3 | 25 | 68.3 | 77.3 | 25 | 52.3 |  |  | Approved
28167 | 2021-Q3 | Town of Gambo | Smith WWTP | Gambo | Newfoundland and Labrador | Municipal or another local authority | Municipal or another local authority | Continuous | Quarterly | Quarterly | 0 | 97 | 26997 | 92 | 155 | 25 | 130 | 115 | 25 | 90 |  |  | Approved
28167 | 2022-Q1 | Town of Gambo | Smith WWTP | Gambo | Newfoundland and Labrador | Municipal or another local authority | Municipal or another local authority | Continuous | Quarterly | Quarterly | 0 | 97 | 39219 | 90 | 87.7 | 25 | 62.7 | 83 | 25 | 58 |  |  | Approved
28167 | 2022-Q2 | Town of Gambo | Smith WWTP | Gambo | Newfoundland and Labrador | Municipal or another local authority | Municipal or another local authority | Continuous | Quarterly | Quarterly | 0 | 97 | 32914 | 91 | 332 | 25 | 307 | 55 | 25 | 30 |  |  | Approved
28167 | 2022-Q3 | Town of Gambo | Smith WWTP | Gambo | Newfoundland and Labrador | Municipal or another local authority | Municipal or another local authority | Continuous | Quarterly | Quarterly | 0 | 97 | 19690 | 92 | 192.7 | 25 | 167.7 | 146.3 | 25 | 121.3 |  |  | Approved
28167 | 2022-Q4 | Town of Gambo | Smith WWTP | Gambo | Newfoundland and Labrador | Municipal or another local authority | Municipal or another local authority | Continuous | Quarterly | Quarterly | 0 | 97 | 30629 | 92 | 181.3 | 25 | 156.3 | 180.7 | 25 | 155.7 |  |  | Approved
28167 | 2023-Q1 | Town of Gambo | Smith WWTP | Gambo | Newfoundland and Labrador | Municipal or another local authority | Municipal or another local authority | Continuous | Quarterly | Quarterly | 0 | 335.5 | 32956 | 90 | 101 | 25 | 76 | 78.7 | 25 | 53.7 |  |  | Approved
28167 | 2023-Q2 | Town of Gambo | Smith WWTP | Gambo | Newfoundland and Labrador | Municipal or another local authority | Municipal or another local authority | Continuous | Quarterly | Quarterly | 0 | 335.5 | 22975 | 91 | 91.7 | 25 | 66.7 | 318.3 | 25 | 293.3 |  |  | Approved
28167 | 2023-Q3 | Town of Gambo | Smith WWTP | Gambo | Newfoundland and Labrador | Municipal or another local authority | Municipal or another local authority | Continuous | Quarterly | Quarterly | 0 | 335.5 | 8597 | 92 | 133.7 | 25 | 108.7 | 189 | 25 | 164 |  |  | Approved
28167 | 2023-Q4 | Town of Gambo | Smith WWTP | Gambo | Newfoundland and Labrador | Municipal or another local authority | Municipal or another local authority | Continuous | Quarterly | Quarterly | 0 | 335.5 | 0 | 92 | 167.7 | 25 | 142.7 | 256.3 | 25 | 231.3 |  |  | Approved
28167 | 2024-Q1 | Town of Gambo | Smith WWTP | Gambo | Newfoundland and Labrador | Municipal or another local authority | Municipal or another local authority | Continuous | Quarterly | Quarterly | 0 | 176.8 | 28938 | 90 | 81.7 | 25 | 56.7 | 85 | 25 | 60 |  |  | Approved
28167 | 2024-Q2 | Town of Gambo | Smith WWTP | Gambo | Newfoundland and Labrador | Municipal or another local authority | Municipal or another local authority | Continuous | Quarterly | Quarterly | 0 | 176.8 | 31712 | 91 | 83.7 | 25 | 58.7 | 55.7 | 25 | 30.7 |  |  | Approved
28167 | 2024-Q3 | Town of Gambo | Smith WWTP | Gambo | Newfoundland and Labrador | Municipal or another local authority | Municipal or another local authority | Continuous | Quarterly | Quarterly | 0 | 176.8 | 17797 | 92 | 63.7 | 25 | 38.7 | 88 | 25 | 63 |  |  | Approved
28167 | 2024-Q4 | Town of Gambo | Smith WWTP | Gambo | Newfoundland and Labrador | Municipal or another local authority | Municipal or another local authority | Continuous | Quarterly | Quarterly | 0 | 176.8 | 20700 | 92 | 48.3 | 25 | 23.3 | 135.7 | 25 | 110.7 |  |  | Approved
28168 | 2015-Q4 | Town of Gambo | Church Street Outfall | Gambo | Newfoundland and Labrador | Municipal or another local authority | Municipal or another local authority | Continuous | Quarterly | Quarterly | 0 | 500 | 9292 | 92 | 33 | 25 | 8 | 23 | 25 | -2 |  |  | Approved
28168 | 2016-Q1 | Town of Gambo | Church Street Outfall | Gambo | Newfoundland and Labrador | Municipal or another local authority | Municipal or another local authority | Continuous | Quarterly | Quarterly | 0 | 500 | 14427 | 91 | 47 | 25 | 22 | 33 | 25 | 8 |  |  | Approved
28168 | 2016-Q2 | Town of Gambo | Church Street Outfall | Gambo | Newfoundland and Labrador | Municipal or another local authority | Municipal or another local authority | Continuous | Quarterly | Quarterly | 0 | 500 | 9100 | 91 | 60 | 25 | 35 | 85 | 25 | 60 |  |  | Approved
28168 | 2016-Q3 | Town of Gambo | Church Street Outfall | Gambo | Newfoundland and Labrador | Municipal or another local authority | Municipal or another local authority | Continuous | Quarterly | Quarterly | 0 | 500 | 10788 | 92 | 39 | 25 | 14 | 49 | 25 | 24 |  |  | Approved
28168 | 2016-Q4 | Town of Gambo | Church Street Outfall | Gambo | Newfoundland and Labrador | Municipal or another local authority | Municipal or another local authority | Continuous | Quarterly | Quarterly | 0 | 500 | 20148 | 92 | 20 | 25 | -5 | 11 | 25 | -14 |  |  | Approved
28168 | 2017-Q1 | Town of Gambo | Church Street Outfall | Gambo | Newfoundland and Labrador | Municipal or another local authority | Municipal or another local authority | Continuous | Quarterly | Quarterly | 0 | 148.8 | 19530 | 90 | 12 | 25 | -13 | 12 | 25 | -13 |  |  | Approved
28168 | 2018-Q4 | Town of Gambo | Church Street Outfall | Gambo | Newfoundland and Labrador | Municipal or another local authority | Municipal or another local authority | Continuous | Quarterly | Quarterly | 0 | 148.8 | 167139.9 | 92 | 103.7 | 25 | 78.7 | 115.7 | 25 | 90.7 |  |  | Approved
28168 | 2019-Q1 | Town of Gambo | Church Street Outfall | Gambo | Newfoundland and Labrador | Municipal or another local authority | Municipal or another local authority | Continuous | Quarterly | Quarterly | 0 | 148.8 | 16906.1 | 89 | 165 | 25 | 140 | 242.7 | 25 | 217.7 |  |  | Approved
28168 | 2019-Q2 | Town of Gambo | Church Street Outfall | Gambo | Newfoundland and Labrador | Municipal or another local authority | Municipal or another local authority | Continuous | Quarterly | Quarterly | 0 | 148.8 | 157339.5 | 91 | 226 | 25 | 201 | 313 | 25 | 288 |  |  | Approved
28168 | 2019-Q3 | Town of Gambo | Church Street Outfall | Gambo | Newfoundland and Labrador | Municipal or another local authority | Municipal or another local authority | Continuous | Quarterly | Quarterly | 0 | 148.8 | 8031.4 | 92 | 119.7 | 25 | 94.7 | 74.7 | 25 | 49.7 |  |  | Approved
28168 | 2019-Q4 | Town of Gambo | Church Street Outfall | Gambo | Newfoundland and Labrador | Municipal or another local authority | Municipal or another local authority | Continuous | Quarterly | Quarterly | 0 | 148.8 | 8333.9 | 92 | 171.3 | 25 | 146.3 | 264.7 | 25 | 239.7 |  |  | Approved
28168 | 2020-Q1 | Town of Gambo | Church Street Outfall | Gambo | Newfoundland and Labrador | Municipal or another local authority | Municipal or another local authority | Continuous | Quarterly | Quarterly | 0 | 522.2 | 7611.5 | 91 | 318 | 25 | 293 | 303 | 25 | 278 |  |  | Approved
28168 | 2020-Q2 | Town of Gambo | Church Street Outfall | Gambo | Newfoundland and Labrador | Municipal or another local authority | Municipal or another local authority | Continuous | Quarterly | Quarterly | 0 | 522.2 | 11350.1 | 91 | 302.3 | 25 | 277.3 | 200.3 | 25 | 175.3 |  |  | Approved
28168 | 2020-Q3 | Town of Gambo | Church Street Outfall | Gambo | Newfoundland and Labrador | Municipal or another local authority | Municipal or another local authority | Continuous | Quarterly | Quarterly | 0 | 522.2 | 21667.7 | 92 | 173 | 25 | 148 | 189 | 25 | 164 |  |  | Approved
28168 | 2020-Q4 | Town of Gambo | Church Street Outfall | Gambo | Newfoundland and Labrador | Municipal or another local authority | Municipal or another local authority | Continuous | Quarterly | Quarterly | 0 | 522.2 | 71992 | 92 | 124 | 25 | 99 | 99 | 25 | 74 |  |  | Approved
28168 | 2021-Q1 | Town of Gambo | Church Street Outfall | Gambo | Newfoundland and Labrador | Municipal or another local authority | Municipal or another local authority | Continuous | Quarterly | Quarterly | 0 | 307.7 | 22788 | 90 | 176 | 25 | 151 | 126 | 25 | 101 |  |  | Approved
28168 | 2021-Q2 | Town of Gambo | Church Street Outfall | Gambo | Newfoundland and Labrador | Municipal or another local authority | Municipal or another local authority | Continuous | Quarterly | Quarterly | 0 | 307.7 | 8754 | 91 | 167.7 | 25 | 142.7 | 120 | 25 | 95 |  |  | Approved
28168 | 2021-Q3 | Town of Gambo | Church Street Outfall | Gambo | Newfoundland and Labrador | Municipal or another local authority | Municipal or another local authority | Continuous | Quarterly | Quarterly | 0 | 307.7 | 3077 | 92 | 182 | 25 | 157 | 196 | 25 | 171 |  |  | Approved
28168 | 2022-Q1 | Town of Gambo | Church Street Outfall | Gambo | Newfoundland and Labrador | Municipal or another local authority | Municipal or another local authority | Continuous | Quarterly | Quarterly | 0 | 307.7 | 6250 | 90 | 139.3 | 25 | 114.3 | 134.7 | 25 | 109.7 |  |  | Approved
28168 | 2022-Q2 | Town of Gambo | Church Street Outfall | Gambo | Newfoundland and Labrador | Municipal or another local authority | Municipal or another local authority | Continuous | Quarterly | Quarterly | 0 | 307.7 | 3907 | 91 | 170.9 | 25 | 145.9 | 144.3 | 25 | 119.3 |  |  | Approved
28168 | 2022-Q3 | Town of Gambo | Church Street Outfall | Gambo | Newfoundland and Labrador | Municipal or another local authority | Municipal or another local authority | Continuous | Quarterly | Quarterly | 0 | 307.7 | 6300 | 92 | 206.7 | 25 | 181.7 | 169.3 | 25 | 144.3 |  |  | Approved
28168 | 2022-Q4 | Town of Gambo | Church Street Outfall | Gambo | Newfoundland and Labrador | Municipal or another local authority | Municipal or another local authority | Continuous | Quarterly | Quarterly | 0 | 307.7 | 6598 | 92 | 165 | 25 | 140 | 149.3 | 25 | 124.3 |  |  | Approved
28168 | 2023-Q1 | Town of Gambo | Church Street Outfall | Gambo | Newfoundland and Labrador | Municipal or another local authority | Municipal or another local authority | Continuous | Quarterly | Quarterly | 0 | 63.2 | 39219 | 90 | 186.7 | 25 | 161.7 | 464.3 | 25 | 439.3 |  |  | Approved
28168 | 2023-Q2 | Town of Gambo | Church Street Outfall | Gambo | Newfoundland and Labrador | Municipal or another local authority | Municipal or another local authority | Continuous | Quarterly | Quarterly | 0 | 63.2 | 179 | 91 | 177.3 | 25 | 152.3 | 135.3 | 25 | 110.3 |  |  | Approved
28168 | 2023-Q3 | Town of Gambo | Church Street Outfall | Gambo | Newfoundland and Labrador | Municipal or another local authority | Municipal or another local authority | Continuous | Quarterly | Quarterly | 0 | 63.2 | 156 | 92 | 114.7 | 25 | 89.7 | 199.7 | 25 | 174.7 |  |  | Approved
28168 | 2023-Q4 | Town of Gambo | Church Street Outfall | Gambo | Newfoundland and Labrador | Municipal or another local authority | Municipal or another local authority | Continuous | Quarterly | Quarterly | 0 | 63.2 | 189 | 92 | 152.3 | 25 | 127.3 | 138.3 | 25 | 113.3 |  |  | Approved
28168 | 2024-Q1 | Town of Gambo | Church Street Outfall | Gambo | Newfoundland and Labrador | Municipal or another local authority | Municipal or another local authority | Continuous | Quarterly | Quarterly | 0 | 108.9 | 14519 | 90 | 186.3 | 25 | 161.3 | 291.7 | 25 | 266.7 |  |  | Approved
28168 | 2024-Q2 | Town of Gambo | Church Street Outfall | Gambo | Newfoundland and Labrador | Municipal or another local authority | Municipal or another local authority | Continuous | Quarterly | Quarterly | 0 | 108.9 | 8030 | 91 | 123.7 | 25 | 98.7 | 280.3 | 25 | 255.3 |  |  | Approved
28168 | 2024-Q3 | Town of Gambo | Church Street Outfall | Gambo | Newfoundland and Labrador | Municipal or another local authority | Municipal or another local authority | Continuous | Quarterly | Quarterly | 0 | 108.9 | 1616 | 92 | 169.7 | 25 | 144.7 | 351.3 | 25 | 326.3 |  |  | Approved
28168 | 2024-Q4 | Town of Gambo | Church Street Outfall | Gambo | Newfoundland and Labrador | Municipal or another local authority | Municipal or another local authority | Continuous | Quarterly | Quarterly | 0 | 108.9 | 3096 | 92 | 145.7 | 25 | 120.7 | 273.7 | 25 | 248.7 |  |  | Approved
28169 | 2015-Q4 | Town of Gambo | Forest Outfall | Gambo | Newfoundland and Labrador | Municipal or another local authority | Municipal or another local authority | Continuous | Quarterly | Quarterly | 0 | 500 | 14949 | 92 | 32 | 25 | 7 | 42 | 25 | 17 |  |  | Approved
28169 | 2016-Q1 | Town of Gambo | Forest Outfall | Gambo | Newfoundland and Labrador | Municipal or another local authority | Municipal or another local authority | Continuous | Quarterly | Quarterly | 0 | 500 | 15576 | 91 | 63 | 25 | 38 | 65 | 25 | 40 |  |  | Approved
28169 | 2016-Q2 | Town of Gambo | Forest Outfall | Gambo | Newfoundland and Labrador | Municipal or another local authority | Municipal or another local authority | Continuous | Quarterly | Quarterly | 0 | 500 | 39130 | 91 | 60 | 25 | 35 | 69 | 25 | 44 |  |  | Approved
28169 | 2016-Q3 | Town of Gambo | Forest Outfall | Gambo | Newfoundland and Labrador | Municipal or another local authority | Municipal or another local authority | Continuous | Quarterly | Quarterly | 0 | 500 | 39030 | 92 | 49 | 25 | 24 | 55 | 25 | 30 |  |  | Approved
28169 | 2016-Q4 | Town of Gambo | Forest Outfall | Gambo | Newfoundland and Labrador | Municipal or another local authority | Municipal or another local authority | Continuous | Quarterly | Quarterly | 0 | 500 | 23148 | 92 | 29 | 25 | 4 | 24 | 25 | -1 |  |  | Approved
28169 | 2017-Q1 | Town of Gambo | Forest Outfall | Gambo | Newfoundland and Labrador | Municipal or another local authority | Municipal or another local authority | Continuous | Quarterly | Quarterly | 0 | 319.4 | 22950 | 90 | 15 | 25 | -10 | 14 | 25 | -11 |  |  | Approved
28169 | 2018-Q4 | Town of Gambo | Forest Outfall | Gambo | Newfoundland and Labrador | Municipal or another local authority | Municipal or another local authority | Continuous | Quarterly | Quarterly | 0 | 319.4 | 167139.9 | 92 | 100.7 | 25 | 75.7 | 79.3 | 25 | 54.3 |  |  | Approved
28169 | 2019-Q1 | Town of Gambo | Forest Outfall | Gambo | Newfoundland and Labrador | Municipal or another local authority | Municipal or another local authority | Continuous | Quarterly | Quarterly | 0 | 319.4 | 92720.5 | 89 | 128.7 | 25 | 103.7 | 107.9 | 25 | 82.9 |  |  | Approved
28169 | 2019-Q2 | Town of Gambo | Forest Outfall | Gambo | Newfoundland and Labrador | Municipal or another local authority | Municipal or another local authority | Continuous | Quarterly | Quarterly | 0 | 319.4 | 152331.5 | 91 | 94 | 25 | 69 | 91 | 25 | 66 |  |  | Approved
28169 | 2019-Q3 | Town of Gambo | Forest Outfall | Gambo | Newfoundland and Labrador | Municipal or another local authority | Municipal or another local authority | Continuous | Quarterly | Quarterly | 0 | 319.4 | 21700.6 | 92 | 116.7 | 25 | 91.7 | 145.7 | 25 | 120.7 |  |  | Approved
28169 | 2019-Q4 | Town of Gambo | Forest Outfall | Gambo | Newfoundland and Labrador | Municipal or another local authority | Municipal or another local authority | Continuous | Quarterly | Quarterly | 0 | 319.4 | 34130.9 | 92 | 340.7 | 25 | 315.7 | 112.7 | 25 | 87.7 |  |  | Approved
28169 | 2020-Q1 | Town of Gambo | Forest Outfall | Gambo | Newfoundland and Labrador | Municipal or another local authority | Municipal or another local authority | Continuous | Quarterly | Quarterly | 0 | 824.3 | 42618.5 | 91 | 330 | 25 | 305 | 182.6 | 25 | 157.6 |  |  | Approved
28169 | 2020-Q2 | Town of Gambo | Forest Outfall | Gambo | Newfoundland and Labrador | Municipal or another local authority | Municipal or another local authority | Continuous | Quarterly | Quarterly | 0 | 824.3 | 75539.3 | 91 | 230 | 25 | 205 | 623 | 25 | 598 |  |  | Approved
28169 | 2020-Q3 | Town of Gambo | Forest Outfall | Gambo | Newfoundland and Labrador | Municipal or another local authority | Municipal or another local authority | Continuous | Quarterly | Quarterly | 0 | 824.3 | 15240.3 | 92 | 193.3 | 25 | 168.3 | 639.3 | 25 | 614.3 |  |  | Approved
28169 | 2020-Q4 | Town of Gambo | Forest Outfall | Gambo | Newfoundland and Labrador | Municipal or another local authority | Municipal or another local authority | Continuous | Quarterly | Quarterly | 0 | 824.3 | 50712 | 92 | 234.8 | 25 | 209.8 | 135.5 | 25 | 110.5 |  |  | Approved
28169 | 2021-Q1 | Town of Gambo | Forest Outfall | Gambo | Newfoundland and Labrador | Municipal or another local authority | Municipal or another local authority | Continuous | Quarterly | Quarterly | 0 | 503 | 73901 | 90 | 144 | 25 | 119 | 152 | 25 | 127 |  |  | Approved
28169 | 2021-Q2 | Town of Gambo | Forest Outfall | Gambo | Newfoundland and Labrador | Municipal or another local authority | Municipal or another local authority | Continuous | Quarterly | Quarterly | 0 | 503 | 30510 | 91 | 83.3 | 25 | 58.3 | 58.7 | 25 | 33.7 |  |  | Approved
28169 | 2021-Q3 | Town of Gambo | Forest Outfall | Gambo | Newfoundland and Labrador | Municipal or another local authority | Municipal or another local authority | Continuous | Quarterly | Quarterly | 0 | 503 | 51591 | 92 | 163 | 25 | 138 | 112 | 25 | 87 |  |  | Approved
28169 | 2022-Q1 | Town of Gambo | Forest Outfall | Gambo | Newfoundland and Labrador | Municipal or another local authority | Municipal or another local authority | Continuous | Quarterly | Quarterly | 0 | 503 | 706.3 | 90 | 94.7 | 25 | 69.7 | 67 | 25 | 42 |  |  | Approved
28169 | 2022-Q2 | Town of Gambo | Forest Outfall | Gambo | Newfoundland and Labrador | Municipal or another local authority | Municipal or another local authority | Continuous | Quarterly | Quarterly | 0 | 503 | 63946 | 91 | 110.3 | 25 | 85.3 | 63.1 | 25 | 38.1 |  |  | Approved
28169 | 2022-Q3 | Town of Gambo | Forest Outfall | Gambo | Newfoundland and Labrador | Municipal or another local authority | Municipal or another local authority | Continuous | Quarterly | Quarterly | 0 | 503 | 78000 | 92 | 205 | 25 | 180 | 356 | 25 | 331 |  |  | Approved
28169 | 2022-Q4 | Town of Gambo | Forest Outfall | Gambo | Newfoundland and Labrador | Municipal or another local authority | Municipal or another local authority | Continuous | Quarterly | Quarterly | 0 | 503 | 68000 | 92 | 177 | 25 | 152 | 150.3 | 25 | 125.3 |  |  | Approved
28169 | 2023-Q1 | Town of Gambo | Forest Outfall | Gambo | Newfoundland and Labrador | Municipal or another local authority | Municipal or another local authority | Continuous | Quarterly | Quarterly | 0 | 577.1 | 24192 | 90 | 98.7 | 25 | 73.7 | 137 | 25 | 112 |  |  | Approved
28169 | 2023-Q2 | Town of Gambo | Forest Outfall | Gambo | Newfoundland and Labrador | Municipal or another local authority | Municipal or another local authority | Continuous | Quarterly | Quarterly | 0 | 577.1 | 36611 | 91 | 74.7 | 25 | 49.7 | 46.7 | 25 | 21.7 |  |  | Approved
28169 | 2023-Q3 | Town of Gambo | Forest Outfall | Gambo | Newfoundland and Labrador | Municipal or another local authority | Municipal or another local authority | Continuous | Quarterly | Quarterly | 0 | 577.1 | 32761 | 92 | 119.7 | 25 | 94.7 | 151.7 | 25 | 126.7 |  |  | Approved
28169 | 2023-Q4 | Town of Gambo | Forest Outfall | Gambo | Newfoundland and Labrador | Municipal or another local authority | Municipal or another local authority | Continuous | Quarterly | Quarterly | 0 | 577.1 | 0 | 92 | 91 | 25 | 66 | 133.7 | 25 | 108.7 |  |  | Approved
28169 | 2024-Q1 | Town of Gambo | Forest Outfall | Gambo | Newfoundland and Labrador | Municipal or another local authority | Municipal or another local authority | Continuous | Quarterly | Quarterly | 0 | 256.3 | 68732 | 90 | 159.3 | 25 | 134.3 | 138.3 | 25 | 113.3 |  |  | Approved
28169 | 2024-Q2 | Town of Gambo | Forest Outfall | Gambo | Newfoundland and Labrador | Municipal or another local authority | Municipal or another local authority | Continuous | Quarterly | Quarterly | 0 | 256.3 | 65644 | 91 | 148.7 | 25 | 123.7 | 145.3 | 25 | 120.3 |  |  | Approved
28169 | 2024-Q3 | Town of Gambo | Forest Outfall | Gambo | Newfoundland and Labrador | Municipal or another local authority | Municipal or another local authority | Continuous | Quarterly | Quarterly | 0 | 256.3 | 42176 | 92 | 99 | 25 | 74 | 86.3 | 25 | 61.3 |  |  | Approved
28169 | 2024-Q4 | Town of Gambo | Forest Outfall | Gambo | Newfoundland and Labrador | Municipal or another local authority | Municipal or another local authority | Continuous | Quarterly | Quarterly | 0 | 256.3 | 66879 | 92 | 78.3 | 25 | 53.3 | 69.7 | 25 | 44.7 |  |  | Approved
28170 | 2016-Q2 | Town of St. Lawrence | Notre Dame | St. Lawrence | Newfoundland and Labrador | Municipal or another local authority | Municipal or another local authority | Continuous | Quarterly | Quarterly | 0 | 105.1 | 5506 | 52 | 39 | 25 | 14 | 33 | 25 | 8 |  |  | Approved
28170 | 2016-Q3 | Town of St. Lawrence | Notre Dame | St. Lawrence | Newfoundland and Labrador | Municipal or another local authority | Municipal or another local authority | Continuous | Quarterly | Quarterly | 0 | 105.1 | 9501 | 92 | 102 | 25 | 77 | 108 | 25 | 83 |  |  | Approved
28170 | 2016-Q4 | Town of St. Lawrence | Notre Dame | St. Lawrence | Newfoundland and Labrador | Municipal or another local authority | Municipal or another local authority | Continuous | Quarterly | Quarterly | 0 | 105.1 | 18294 | 92 | 12 | 25 | -13 | 17 | 25 | -8 |  |  | Approved
28170 | 2017-Q1 | Town of St. Lawrence | Notre Dame | St. Lawrence | Newfoundland and Labrador | Municipal or another local authority | Municipal or another local authority | Continuous | Quarterly | Quarterly | 0 | 105.1 | 28243 | 90 | 34 | 25 | 9 | 40 | 25 | 15 |  |  | Approved
28170 | 2017-Q2 | Town of St. Lawrence | Notre Dame | St. Lawrence | Newfoundland and Labrador | Municipal or another local authority | Municipal or another local authority | Continuous | Quarterly | Quarterly | 0 | 105.1 | 25860 | 91 | 20 | 25 | -5 | 63 | 25 | 38 |  |  | Approved
28170 | 2017-Q3 | Town of St. Lawrence | Notre Dame | St. Lawrence | Newfoundland and Labrador | Municipal or another local authority | Municipal or another local authority | Continuous | Quarterly | Quarterly | 0 | 105.1 | 15638 | 92 | 19 | 25 | -6 | 29 | 25 | 4 |  |  | Approved
28170 | 2017-Q4 | Town of St. Lawrence | Notre Dame | St. Lawrence | Newfoundland and Labrador | Municipal or another local authority | Municipal or another local authority | Continuous | Quarterly | Quarterly | 0 | 105.1 | 24967 | 92 | 33 | 25 | 8 | 31 | 25 | 6 |  |  | Approved
28170 | 2018-Q1 | Town of St. Lawrence | Notre Dame | St. Lawrence | Newfoundland and Labrador | Municipal or another local authority | Municipal or another local authority | Continuous | Quarterly | Quarterly | 0 | 259.5 | 25564 | 90 | 63 | 25 | 38 | 130 | 25 | 105 |  |  | Approved
28170 | 2018-Q2 | Town of St. Lawrence | Notre Dame | St. Lawrence | Newfoundland and Labrador | Municipal or another local authority | Municipal or another local authority | Continuous | Quarterly | Quarterly | 0 | 259.5 | 17298 | 91 | 131 | 25 | 106 | 99 | 25 | 74 |  |  | Approved
28170 | 2018-Q3 | Town of St. Lawrence | Notre Dame | St. Lawrence | Newfoundland and Labrador | Municipal or another local authority | Municipal or another local authority | Continuous | Quarterly | Quarterly | 0 | 259.5 | 9738 | 92 | 147 | 25 | 122 | 250 | 25 | 225 |  |  | Approved
28170 | 2018-Q4 | Town of St. Lawrence | Notre Dame | St. Lawrence | Newfoundland and Labrador | Municipal or another local authority | Municipal or another local authority | Continuous | Quarterly | Quarterly | 0 | 259.5 | 31811.2 | 92 | 47 | 25 | 22 | 57 | 25 | 32 |  |  | Approved
28170 | 2019-Q1 | Town of St. Lawrence | Notre Dame | St. Lawrence | Newfoundland and Labrador | Municipal or another local authority | Municipal or another local authority | Continuous | Quarterly | Quarterly | 0 | 231.3 | 32243 | 90 | 82 | 25 | 57 | 167 | 25 | 142 |  |  | Approved
28170 | 2019-Q2 | Town of St. Lawrence | Notre Dame | St. Lawrence | Newfoundland and Labrador | Municipal or another local authority | Municipal or another local authority | Continuous | Quarterly | Quarterly | 0 | 231.3 | 30576 | 91 | 120 | 25 | 95 | 77 | 25 | 52 |  |  | Approved
28170 | 2019-Q3 | Town of St. Lawrence | Notre Dame | St. Lawrence | Newfoundland and Labrador | Municipal or another local authority | Municipal or another local authority | Continuous | Quarterly | Quarterly | 0 | 231.3 | 25430 | 92 | 72 | 25 | 47 | 103 | 25 | 78 |  |  | Approved
28170 | 2019-Q4 | Town of St. Lawrence | Notre Dame | St. Lawrence | Newfoundland and Labrador | Municipal or another local authority | Municipal or another local authority | Continuous | Quarterly | Quarterly | 0 | 231.3 | 34889 | 92 | 155 | 25 | 130 | 152 | 25 | 127 |  |  | Approved
28170 | 2020-Q1 | Town of St. Lawrence | Notre Dame | St. Lawrence | Newfoundland and Labrador | Municipal or another local authority | Municipal or another local authority | Continuous | Quarterly | Quarterly | 0 | 337.4 | 39494 | 91 | 116 | 25 | 91 | 100 | 25 | 75 |  |  | Approved
28170 | 2020-Q2 | Town of St. Lawrence | Notre Dame | St. Lawrence | Newfoundland and Labrador | Municipal or another local authority | Municipal or another local authority | Continuous | Quarterly | Quarterly | 0 | 337.4 | 33397 | 91 | 104 | 25 | 79 | 103 | 25 | 78 |  |  | Approved
28170 | 2020-Q3 | Town of St. Lawrence | Notre Dame | St. Lawrence | Newfoundland and Labrador | Municipal or another local authority | Municipal or another local authority | Continuous | Quarterly | Quarterly | 0 | 337.4 | 18040 | 92 | 126 | 25 | 101 | 122 | 25 | 97 |  |  | Approved
28170 | 2020-Q4 | Town of St. Lawrence | Notre Dame | St. Lawrence | Newfoundland and Labrador | Municipal or another local authority | Municipal or another local authority | Continuous | Quarterly | Quarterly | 0 | 337.4 | 19111 | 92 | 70 | 25 | 45 | 54 | 25 | 29 |  |  | Approved
28170 | 2021-Q1 | Town of St. Lawrence | Notre Dame | St. Lawrence | Newfoundland and Labrador | Municipal or another local authority | Municipal or another local authority | Continuous | Quarterly | Quarterly | 0 | 300.7 | 29655 | 90 | 131 | 25 | 106 | 114 | 25 | 89 |  |  | Approved
28170 | 2021-Q2 | Town of St. Lawrence | Notre Dame | St. Lawrence | Newfoundland and Labrador | Municipal or another local authority | Municipal or another local authority | Continuous | Quarterly | Quarterly | 0 | 300.7 | 28426 | 91 | 93 | 25 | 68 | 90 | 25 | 65 |  |  | Approved
28170 | 2021-Q3 | Town of St. Lawrence | Notre Dame | St. Lawrence | Newfoundland and Labrador | Municipal or another local authority | Municipal or another local authority | Continuous | Quarterly | Quarterly | 0 | 300.7 | 16171 | 92 | 155 | 25 | 130 | 145 | 25 | 120 |  |  | Approved
28170 | 2021-Q4 | Town of St. Lawrence | Notre Dame | St. Lawrence | Newfoundland and Labrador | Municipal or another local authority | Municipal or another local authority | Continuous | Quarterly | Quarterly | 0 | 300.7 | 25097 | 92 | 179 | 25 | 154 | 119 | 25 | 94 |  |  | Approved
28170 | 2022-Q1 | Town of St. Lawrence | Notre Dame | St. Lawrence | Newfoundland and Labrador | Municipal or another local authority | Municipal or another local authority | Continuous | Quarterly | Quarterly | 0 | 272.2 | 32899 | 90 | 144 | 25 | 119 | 177 | 25 | 152 |  |  | Approved
28170 | 2022-Q2 | Town of St. Lawrence | Notre Dame | St. Lawrence | Newfoundland and Labrador | Municipal or another local authority | Municipal or another local authority | Continuous | Quarterly | Quarterly | 0 | 272.2 | 18395 | 91 | 152 | 25 | 127 | 125 | 25 | 100 |  |  | Approved
28170 | 2022-Q3 | Town of St. Lawrence | Notre Dame | St. Lawrence | Newfoundland and Labrador | Municipal or another local authority | Municipal or another local authority | Continuous | Quarterly | Quarterly | 0 | 272.2 | 12912 | 92 | 157 | 25 | 132 | 127 | 25 | 102 |  |  | Approved
28170 | 2022-Q4 | Town of St. Lawrence | Notre Dame | St. Lawrence | Newfoundland and Labrador | Municipal or another local authority | Municipal or another local authority | Continuous | Quarterly | Quarterly | 0 | 272.2 | 19188 | 92 | 112 | 25 | 87 | 126 | 25 | 101 |  |  | Approved
28170 | 2023-Q1 | Town of St. Lawrence | Notre Dame | St. Lawrence | Newfoundland and Labrador | Municipal or another local authority | Municipal or another local authority | Continuous | Quarterly | Quarterly | 0 | 228.5 | 20819 | 90 | 141 | 25 | 116 | 133 | 25 | 108 |  |  | Approved
28170 | 2023-Q2 | Town of St. Lawrence | Notre Dame | St. Lawrence | Newfoundland and Labrador | Municipal or another local authority | Municipal or another local authority | Continuous | Quarterly | Quarterly | 0 | 228.5 | 8029 | 91 | 177 | 25 | 152 | 239 | 25 | 214 |  |  | Approved
28170 | 2023-Q3 | Town of St. Lawrence | Notre Dame | St. Lawrence | Newfoundland and Labrador | Municipal or another local authority | Municipal or another local authority | Continuous | Quarterly | Quarterly | 0 | 228.5 | 10917 | 92 | 155 | 25 | 130 | 189 | 25 | 164 |  |  | Approved
28170 | 2023-Q4 | Town of St. Lawrence | Notre Dame | St. Lawrence | Newfoundland and Labrador | Municipal or another local authority | Municipal or another local authority | Continuous | Quarterly | Quarterly | 0 | 228.5 | 22412 | 92 | 219 | 25 | 194 | 113 | 25 | 88 |  |  | Approved
28170 | 2024-Q1 | Town of St. Lawrence | Notre Dame | St. Lawrence | Newfoundland and Labrador | Municipal or another local authority | Municipal or another local authority | Continuous | Quarterly | Quarterly | 0 | 170.3 | 27157 | 91 | 213 | 25 | 188 | 999 | 25 | 974 |  |  | Approved
28170 | 2024-Q2 | Town of St. Lawrence | Notre Dame | St. Lawrence | Newfoundland and Labrador | Municipal or another local authority | Municipal or another local authority | Continuous | Quarterly | Quarterly | 0 | 170.3 | 13212 | 91 | 131 | 25 | 106 | 145 | 25 | 120 |  |  | Approved
28170 | 2024-Q3 | Town of St. Lawrence | Notre Dame | St. Lawrence | Newfoundland and Labrador | Municipal or another local authority | Municipal or another local authority | Continuous | Quarterly | Quarterly | 0 | 170.3 | 12866 | 92 | 108 | 25 | 83 | 194 | 25 | 169 |  |  | Approved
28170 | 2024-Q4 | Town of St. Lawrence | Notre Dame | St. Lawrence | Newfoundland and Labrador | Municipal or another local authority | Municipal or another local authority | Continuous | Quarterly | Quarterly | 0 | 170.3 | 21193 | 92 | 59 | 25 | 34 | 62 | 25 | 37 |  |  | Approved
28172 | 2015-Q1 | Town of Port Aux Basques | Cox Ave Outfall | Port aux Basques | Newfoundland and Labrador | Municipal or another local authority | Municipal or another local authority | Continuous | Quarterly | Quarterly | 0 | 250 | 18000 | 90 | 115 | 25 | 90 | 420 | 25 | 395 |  |  | Approved
28172 | 2015-Q2 | Town of Port Aux Basques | Cox Ave Outfall | Port aux Basques | Newfoundland and Labrador | Municipal or another local authority | Municipal or another local authority | Continuous | Quarterly | Quarterly | 0 | 250 | 18500 | 91 | 115 | 25 | 90 | 425 | 25 | 400 |  |  | Approved
28172 | 2015-Q3 | Town of Port Aux Basques | Cox Ave Outfall | Port aux Basques | Newfoundland and Labrador | Municipal or another local authority | Municipal or another local authority | Continuous | Quarterly | Quarterly | 0 | 250 | 18656 | 73 | 119 | 25 | 94 | 422 | 25 | 397 |  |  | Approved
28172 | 2015-Q4 | Town of Port Aux Basques | Cox Ave Outfall | Port aux Basques | Newfoundland and Labrador | Municipal or another local authority | Municipal or another local authority | Continuous | Quarterly | Quarterly | 0 | 250 | 16474 | 92 | 58 | 25 | 33 | 120 | 25 | 95 |  |  | Approved
28172 | 2016-Q1 | Town of Port Aux Basques | Cox Ave Outfall | Port aux Basques | Newfoundland and Labrador | Municipal or another local authority | Municipal or another local authority | Continuous | Quarterly | Quarterly | 0 | 250 | 26568 | 91 | 47 | 25 | 22 | 58 | 25 | 33 |  |  | Approved
28172 | 2016-Q2 | Town of Port Aux Basques | Cox Ave Outfall | Port aux Basques | Newfoundland and Labrador | Municipal or another local authority | Municipal or another local authority | Continuous | Quarterly | Quarterly | 0 | 250 | 28132 | 91 | 62 | 25 | 37 | 78 | 25 | 53 |  |  | Approved
28172 | 2016-Q3 | Town of Port Aux Basques | Cox Ave Outfall | Port aux Basques | Newfoundland and Labrador | Municipal or another local authority | Municipal or another local authority | Continuous | Quarterly | Quarterly | 0 | 250 | 17317 | 92 | 8 | 25 | -17 | 35 | 25 | 10 |  |  | Approved
28172 | 2016-Q4 | Town of Port Aux Basques | Cox Ave Outfall | Port aux Basques | Newfoundland and Labrador | Municipal or another local authority | Municipal or another local authority | Continuous | Quarterly | Quarterly | 0 | 250 | 29491 | 92 | 20 | 25 | -5 | 29 | 25 | 4 |  |  | Approved
28172 | 2017-Q1 | Town of Port Aux Basques | Cox Ave Outfall | Port aux Basques | Newfoundland and Labrador | Municipal or another local authority | Municipal or another local authority | Continuous | Quarterly | Quarterly | 0 | 277.3 | 22371 | 90 | 28 | 25 | 3 | 18 | 25 | -7 |  |  | Approved
28172 | 2017-Q2 | Town of Port Aux Basques | Cox Ave Outfall | Port aux Basques | Newfoundland and Labrador | Municipal or another local authority | Municipal or another local authority | Continuous | Quarterly | Quarterly | 0 | 277.3 | 26284 | 91 | 23 | 25 | -2 | 40 | 25 | 15 |  |  | Approved
28172 | 2017-Q3 | Town of Port Aux Basques | Cox Ave Outfall | Port aux Basques | Newfoundland and Labrador | Municipal or another local authority | Municipal or another local authority | Continuous | Quarterly | Quarterly | 0 | 277.3 | 20029 | 92 | 22 | 25 | -3 | 42 | 25 | 17 |  |  | Approved
28172 | 2017-Q4 | Town of Port Aux Basques | Cox Ave Outfall | Port aux Basques | Newfoundland and Labrador | Municipal or another local authority | Municipal or another local authority | Continuous | Quarterly | Quarterly | 0 | 277.3 | 25475 | 92 | 34 | 25 | 9 | 29 | 25 | 4 |  |  | Approved
28172 | 2018-Q1 | Town of Port Aux Basques | Cox Ave Outfall | Port aux Basques | Newfoundland and Labrador | Municipal or another local authority | Municipal or another local authority | Continuous | Quarterly | Quarterly | 0 | 258 | 27294 | 90 | 26 | 25 | 1 | 20 | 25 | -5 |  |  | Approved
28172 | 2018-Q2 | Town of Port Aux Basques | Cox Ave Outfall | Port aux Basques | Newfoundland and Labrador | Municipal or another local authority | Municipal or another local authority | Continuous | Quarterly | Quarterly | 0 | 258 | 16889 | 91 | 78 | 25 | 53 | 104 | 25 | 79 |  |  | Approved
28172 | 2018-Q3 | Town of Port Aux Basques | Cox Ave Outfall | Port aux Basques | Newfoundland and Labrador | Municipal or another local authority | Municipal or another local authority | Continuous | Quarterly | Quarterly | 0 | 258 | 16889 | 92 | 78 | 25 | 53 | 104 | 25 | 79 |  |  | Approved
28172 | 2018-Q4 | Town of Port Aux Basques | Cox Ave Outfall | Port aux Basques | Newfoundland and Labrador | Municipal or another local authority | Municipal or another local authority | Continuous | Quarterly | Quarterly | 0 | 258 | 28241.5 | 92 | 71 | 25 | 46 | 63 | 25 | 38 |  |  | Approved
28172 | 2019-Q1 | Town of Port Aux Basques | Cox Ave Outfall | Port aux Basques | Newfoundland and Labrador | Municipal or another local authority | Municipal or another local authority | Continuous | Quarterly | Quarterly | 0 | 244.7 | 22142 | 90 | 80 | 25 | 55 | 75 | 25 | 50 |  |  | Approved
28172 | 2019-Q2 | Town of Port Aux Basques | Cox Ave Outfall | Port aux Basques | Newfoundland and Labrador | Municipal or another local authority | Municipal or another local authority | Continuous | Quarterly | Quarterly | 0 | 244.7 | 29116 | 91 | 26 | 25 | 1 | 30 | 25 | 5 |  |  | Approved
28172 | 2019-Q3 | Town of Port Aux Basques | Cox Ave Outfall | Port aux Basques | Newfoundland and Labrador | Municipal or another local authority | Municipal or another local authority | Continuous | Quarterly | Quarterly | 0 | 244.7 | 20419 | 92 | 72 | 25 | 47 | 51 | 25 | 26 |  |  | Approved
28172 | 2019-Q4 | Town of Port Aux Basques | Cox Ave Outfall | Port aux Basques | Newfoundland and Labrador | Municipal or another local authority | Municipal or another local authority | Continuous | Quarterly | Quarterly | 0 | 244.7 | 21540 | 92 | 39 | 25 | 14 | 36 | 25 | 11 |  |  | Approved
28172 | 2020-Q1 | Town of Port Aux Basques | Cox Ave Outfall | Port aux Basques | Newfoundland and Labrador | Municipal or another local authority | Municipal or another local authority | Continuous | Quarterly | Quarterly | 0 | 255.4 | 26754 | 91 | 55 | 25 | 30 | 46 | 25 | 21 |  |  | Approved
28172 | 2020-Q2 | Town of Port Aux Basques | Cox Ave Outfall | Port aux Basques | Newfoundland and Labrador | Municipal or another local authority | Municipal or another local authority | Continuous | Quarterly | Quarterly | 0 | 255.4 | 30849 | 91 | 65 | 25 | 40 | 60 | 25 | 35 |  |  | Approved
28172 | 2020-Q3 | Town of Port Aux Basques | Cox Ave Outfall | Port aux Basques | Newfoundland and Labrador | Municipal or another local authority | Municipal or another local authority | Continuous | Quarterly | Quarterly | 0 | 255.4 | 21817 | 92 | 92 | 25 | 67 | 62 | 25 | 37 |  |  | Approved
28172 | 2020-Q4 | Town of Port Aux Basques | Cox Ave Outfall | Port aux Basques | Newfoundland and Labrador | Municipal or another local authority | Municipal or another local authority | Continuous | Quarterly | Quarterly | 0 | 255.4 | 31017 | 92 | 61 | 25 | 36 | 62 | 25 | 37 |  |  | Approved
28172 | 2021-Q1 | Town of Port Aux Basques | Cox Ave Outfall | Port aux Basques | Newfoundland and Labrador | Municipal or another local authority | Municipal or another local authority | Continuous | Quarterly | Quarterly | 0 | 301.7 | 28937 | 90 | 141 | 25 | 116 | 77 | 25 | 52 |  |  | Approved
28172 | 2021-Q2 | Town of Port Aux Basques | Cox Ave Outfall | Port aux Basques | Newfoundland and Labrador | Municipal or another local authority | Municipal or another local authority | Continuous | Quarterly | Quarterly | 0 | 301.7 | 35280 | 91 | 102 | 25 | 77 | 92 | 25 | 67 |  |  | Approved
28172 | 2021-Q3 | Town of Port Aux Basques | Cox Ave Outfall | Port aux Basques | Newfoundland and Labrador | Municipal or another local authority | Municipal or another local authority | Continuous | Quarterly | Quarterly | 0 | 301.7 | 23050 | 92 | 51 | 25 | 26 | 87 | 25 | 62 |  |  | Approved
28172 | 2021-Q4 | Town of Port Aux Basques | Cox Ave Outfall | Port aux Basques | Newfoundland and Labrador | Municipal or another local authority | Municipal or another local authority | Continuous | Quarterly | Quarterly | 0 | 301.7 | 17737 | 92 | 81 | 25 | 56 | 65 | 25 | 40 |  |  | Approved
28172 | 2022-Q1 | Town of Port Aux Basques | Cox Ave Outfall | Port aux Basques | Newfoundland and Labrador | Municipal or another local authority | Municipal or another local authority | Continuous | Quarterly | Quarterly | 0 | 287.7 | 12728 | 90 | 68 | 25 | 43 | 63 | 25 | 38 |  |  | Approved
28172 | 2022-Q2 | Town of Port Aux Basques | Cox Ave Outfall | Port aux Basques | Newfoundland and Labrador | Municipal or another local authority | Municipal or another local authority | Continuous | Quarterly | Quarterly | 0 | 287.7 | 12958 | 91 | 198 | 25 | 173 | 85 | 25 | 60 |  |  | Approved
28172 | 2022-Q3 | Town of Port Aux Basques | Cox Ave Outfall | Port aux Basques | Newfoundland and Labrador | Municipal or another local authority | Municipal or another local authority | Continuous | Quarterly | Quarterly | 0 | 287.7 | 18611 | 92 | 88 | 25 | 63 | 119 | 25 | 94 |  |  | Approved
28172 | 2022-Q4 | Town of Port Aux Basques | Cox Ave Outfall | Port aux Basques | Newfoundland and Labrador | Municipal or another local authority | Municipal or another local authority | Continuous | Quarterly | Quarterly | 0 | 287.7 | 24377 | 92 | 182 | 25 | 157 | 138 | 25 | 113 |  |  | Approved
28172 | 2023-Q1 | Town of Port Aux Basques | Cox Ave Outfall | Port aux Basques | Newfoundland and Labrador | Municipal or another local authority | Municipal or another local authority | Continuous | Quarterly | Quarterly | 0 | 188.1 | 22347 | 90 | 87 | 25 | 62 | 69 | 25 | 44 |  |  | Approved
28172 | 2023-Q2 | Town of Port Aux Basques | Cox Ave Outfall | Port aux Basques | Newfoundland and Labrador | Municipal or another local authority | Municipal or another local authority | Continuous | Quarterly | Quarterly | 0 | 188.1 | 19003 | 91 | 103 | 25 | 78 | 81 | 25 | 56 |  |  | Approved
28172 | 2023-Q3 | Town of Port Aux Basques | Cox Ave Outfall | Port aux Basques | Newfoundland and Labrador | Municipal or another local authority | Municipal or another local authority | Continuous | Quarterly | Quarterly | 0 | 188.1 | 17135 | 92 | 71 | 25 | 46 | 59 | 25 | 34 |  |  | Approved
28172 | 2023-Q4 | Town of Port Aux Basques | Cox Ave Outfall | Port aux Basques | Newfoundland and Labrador | Municipal or another local authority | Municipal or another local authority | Continuous | Quarterly | Quarterly | 0 | 188.1 | 32411 | 92 | 130 | 25 | 105 | 108 | 25 | 83 |  |  | Approved
28172 | 2024-Q1 | Town of Port Aux Basques | Cox Ave Outfall | Port aux Basques | Newfoundland and Labrador | Municipal or another local authority | Municipal or another local authority | Continuous | Quarterly | Quarterly | 0 | 249 | 26910 | 91 | 168 | 25 | 143 | 648 | 25 | 623 |  |  | Approved
28172 | 2024-Q2 | Town of Port Aux Basques | Cox Ave Outfall | Port aux Basques | Newfoundland and Labrador | Municipal or another local authority | Municipal or another local authority | Continuous | Quarterly | Quarterly | 0 | 249 | 13695 | 91 | 125 | 25 | 100 | 170 | 25 | 145 |  |  | Approved
28172 | 2024-Q3 | Town of Port Aux Basques | Cox Ave Outfall | Port aux Basques | Newfoundland and Labrador | Municipal or another local authority | Municipal or another local authority | Continuous | Quarterly | Quarterly | 0 | 249 | 10761 | 92 | 96 | 25 | 71 | 151 | 25 | 126 |  |  | Approved
28172 | 2024-Q4 | Town of Port Aux Basques | Cox Ave Outfall | Port aux Basques | Newfoundland and Labrador | Municipal or another local authority | Municipal or another local authority | Continuous | Quarterly | Quarterly | 0 | 249 | 28046 | 92 | 59 | 25 | 34 | 61 | 25 | 36 |  |  | Approved
28173 | 2015-Q3 | Town of New Wes Valley | Hermit Cove Road | New Wes Valley | Newfoundland and Labrador | Municipal or another local authority | Municipal or another local authority | Continuous | Quarterly | Quarterly | 0 | 300 | 13227 | 92 | 5 | 25 | -20 | 74 | 25 | 49 |  |  | Approved
28173 | 2015-Q4 | Town of New Wes Valley | Hermit Cove Road | New Wes Valley | Newfoundland and Labrador | Municipal or another local authority | Municipal or another local authority | Continuous | Quarterly | Quarterly | 0 | 300 | 30931 | 92 | 37 | 25 | 12 | 48 | 25 | 23 |  |  | Approved
28173 | 2016-Q1 | Town of New Wes Valley | Hermit Cove Road | New Wes Valley | Newfoundland and Labrador | Municipal or another local authority | Municipal or another local authority | Continuous | Quarterly | Quarterly | 0 | 300 | 24876 | 91 | 50 | 25 | 25 | 44 | 25 | 19 |  |  | Approved
28173 | 2016-Q2 | Town of New Wes Valley | Hermit Cove Road | New Wes Valley | Newfoundland and Labrador | Municipal or another local authority | Municipal or another local authority | Continuous | Quarterly | Quarterly | 0 | 300 | 24148 | 91 | 66 | 25 | 41 | 64 | 25 | 39 |  |  | Approved
28173 | 2016-Q3 | Town of New Wes Valley | Hermit Cove Road | New Wes Valley | Newfoundland and Labrador | Municipal or another local authority | Municipal or another local authority | Continuous | Quarterly | Quarterly | 0 | 300 | 18188 | 92 | 45 | 25 | 20 | 47 | 25 | 22 |  |  | Approved
28173 | 2016-Q4 | Town of New Wes Valley | Hermit Cove Road | New Wes Valley | Newfoundland and Labrador | Municipal or another local authority | Municipal or another local authority | Continuous | Quarterly | Quarterly | 0 | 300 | 18968 | 92 | 27 | 25 | 2 | 10 | 25 | -15 |  |  | Approved
28173 | 2017-Q1 | Town of New Wes Valley | Hermit Cove Road | New Wes Valley | Newfoundland and Labrador | Municipal or another local authority | Municipal or another local authority | Continuous | Quarterly | Quarterly | 0 | 235.5 | 15750 | 90 | 10 | 25 | -15 | 11 | 25 | -14 |  |  | Approved
28173 | 2017-Q2 | Town of New Wes Valley | Hermit Cove Road | New Wes Valley | Newfoundland and Labrador | Municipal or another local authority | Municipal or another local authority | Continuous | Quarterly | Quarterly | 0 | 235.5 | 33033 | 91 | 37 | 25 | 12 | 47 | 25 | 22 |  |  | Approved
28173 | 2017-Q3 | Town of New Wes Valley | Hermit Cove Road | New Wes Valley | Newfoundland and Labrador | Municipal or another local authority | Municipal or another local authority | Continuous | Quarterly | Quarterly | 0 | 235.5 | 18124 | 92 | 29 | 25 | 4 | 35 | 25 | 10 |  |  | Approved
28173 | 2017-Q4 | Town of New Wes Valley | Hermit Cove Road | New Wes Valley | Newfoundland and Labrador | Municipal or another local authority | Municipal or another local authority | Continuous | Quarterly | Quarterly | 0 | 235.5 | 13048 | 92 | 22 | 25 | -3 | 34 | 25 | 9 |  |  | Approved
28173 | 2018-Q1 | Town of New Wes Valley | Hermit Cove Road | New Wes Valley | Newfoundland and Labrador | Municipal or another local authority | Municipal or another local authority | Continuous | Quarterly | Quarterly | 0 | 219.1 | 12975 | 90 | 53 | 25 | 28 | 33 | 25 | 8 |  |  | Approved
28173 | 2018-Q2 | Town of New Wes Valley | Hermit Cove Road | New Wes Valley | Newfoundland and Labrador | Municipal or another local authority | Municipal or another local authority | Continuous | Quarterly | Quarterly | 0 | 219.1 | 14749 | 91 | 123 | 25 | 98 | 172 | 25 | 147 |  |  | Approved
28173 | 2018-Q3 | Town of New Wes Valley | Hermit Cove Road | New Wes Valley | Newfoundland and Labrador | Municipal or another local authority | Municipal or another local authority | Continuous | Quarterly | Quarterly | 0 | 219.1 | 14749 | 92 | 123 | 25 | 98 | 172 | 25 | 147 |  |  | Approved
28173 | 2018-Q4 | Town of New Wes Valley | Hermit Cove Road | New Wes Valley | Newfoundland and Labrador | Municipal or another local authority | Municipal or another local authority | Continuous | Quarterly | Quarterly | 0 | 219.1 | 15035.7 | 92 | 142 | 25 | 117 | 123 | 25 | 98 |  |  | Approved
28173 | 2019-Q1 | Town of New Wes Valley | Hermit Cove Road | New Wes Valley | Newfoundland and Labrador | Municipal or another local authority | Municipal or another local authority | Continuous | Quarterly | Quarterly | 0 | 157.6 | 12868 | 90 | 192 | 25 | 167 | 126 | 25 | 101 |  |  | Approved
28173 | 2019-Q2 | Town of New Wes Valley | Hermit Cove Road | New Wes Valley | Newfoundland and Labrador | Municipal or another local authority | Municipal or another local authority | Continuous | Quarterly | Quarterly | 0 | 157.6 | 15434 | 91 | 144 | 25 | 119 | 124 | 25 | 99 |  |  | Approved
28173 | 2019-Q3 | Town of New Wes Valley | Hermit Cove Road | New Wes Valley | Newfoundland and Labrador | Municipal or another local authority | Municipal or another local authority | Continuous | Quarterly | Quarterly | 0 | 157.6 | 9246 | 92 | 73 | 25 | 48 | 166 | 25 | 141 |  |  | Approved
28173 | 2019-Q4 | Town of New Wes Valley | Hermit Cove Road | New Wes Valley | Newfoundland and Labrador | Municipal or another local authority | Municipal or another local authority | Continuous | Quarterly | Quarterly | 0 | 157.6 | 18143 | 92 | 74 | 25 | 49 | 78 | 25 | 53 |  |  | Approved
28173 | 2020-Q1 | Town of New Wes Valley | Hermit Cove Road | New Wes Valley | Newfoundland and Labrador | Municipal or another local authority | Municipal or another local authority | Continuous | Quarterly | Quarterly | 0 | 152.6 | 11921 | 91 | 171 | 25 | 146 | 479 | 25 | 454 |  |  | Approved
28173 | 2020-Q2 | Town of New Wes Valley | Hermit Cove Road | New Wes Valley | Newfoundland and Labrador | Municipal or another local authority | Municipal or another local authority | Continuous | Quarterly | Quarterly | 0 | 152.6 | 16835 | 91 | 165 | 25 | 140 | 95 | 25 | 70 |  |  | Approved
28173 | 2020-Q3 | Town of New Wes Valley | Hermit Cove Road | New Wes Valley | Newfoundland and Labrador | Municipal or another local authority | Municipal or another local authority | Continuous | Quarterly | Quarterly | 0 | 152.6 | 10909 | 92 | 167 | 25 | 142 | 999 | 25 | 974 |  |  | Approved
28173 | 2020-Q4 | Town of New Wes Valley | Hermit Cove Road | New Wes Valley | Newfoundland and Labrador | Municipal or another local authority | Municipal or another local authority | Continuous | Quarterly | Quarterly | 0 | 152.6 | 13891 | 92 | 88 | 25 | 63 | 70 | 25 | 45 |  |  | Approved
28173 | 2021-Q1 | Town of New Wes Valley | Hermit Cove Road | New Wes Valley | Newfoundland and Labrador | Municipal or another local authority | Municipal or another local authority | Continuous | Quarterly | Quarterly | 0 | 146.3 | 13481 | 90 | 149 | 25 | 124 | 117 | 25 | 92 |  |  | Approved
28173 | 2021-Q2 | Town of New Wes Valley | Hermit Cove Road | New Wes Valley | Newfoundland and Labrador | Municipal or another local authority | Municipal or another local authority | Continuous | Quarterly | Quarterly | 0 | 146.3 | 12655 | 91 | 89 | 25 | 64 | 207 | 25 | 182 |  |  | Approved
28173 | 2021-Q3 | Town of New Wes Valley | Hermit Cove Road | New Wes Valley | Newfoundland and Labrador | Municipal or another local authority | Municipal or another local authority | Continuous | Quarterly | Quarterly | 0 | 146.3 | 9547 | 92 | 133 | 25 | 108 | 109 | 25 | 84 |  |  | Approved
28173 | 2021-Q4 | Town of New Wes Valley | Hermit Cove Road | New Wes Valley | Newfoundland and Labrador | Municipal or another local authority | Municipal or another local authority | Continuous | Quarterly | Quarterly | 0 | 146.3 | 21123 | 92 | 74 | 25 | 49 | 69 | 25 | 44 |  |  | Approved
28173 | 2022-Q1 | Town of New Wes Valley | Hermit Cove Road | New Wes Valley | Newfoundland and Labrador | Municipal or another local authority | Municipal or another local authority | Continuous | Quarterly | Quarterly | 0 | 155.6 | 23130 | 90 | 91 | 25 | 66 | 76 | 25 | 51 |  |  | Approved
28173 | 2022-Q2 | Town of New Wes Valley | Hermit Cove Road | New Wes Valley | Newfoundland and Labrador | Municipal or another local authority | Municipal or another local authority | Continuous | Quarterly | Quarterly | 0 | 155.6 | 18723 | 91 | 143 | 25 | 118 | 144 | 25 | 119 |  |  | Approved
28173 | 2022-Q3 | Town of New Wes Valley | Hermit Cove Road | New Wes Valley | Newfoundland and Labrador | Municipal or another local authority | Municipal or another local authority | Continuous | Quarterly | Quarterly | 0 | 155.6 | 12594 | 92 | 142 | 25 | 117 | 265 | 25 | 240 |  |  | Approved
28173 | 2022-Q4 | Town of New Wes Valley | Hermit Cove Road | New Wes Valley | Newfoundland and Labrador | Municipal or another local authority | Municipal or another local authority | Continuous | Quarterly | Quarterly | 0 | 155.6 | 18443 | 92 | 161 | 25 | 136 | 384 | 25 | 359 |  |  | Approved
28173 | 2023-Q1 | Town of New Wes Valley | Hermit Cove Road | New Wes Valley | Newfoundland and Labrador | Municipal or another local authority | Municipal or another local authority | Continuous | Quarterly | Quarterly | 0 | 199.7 | 16510 | 90 | 136 | 25 | 111 | 289 | 25 | 264 |  |  | Approved
28173 | 2023-Q2 | Town of New Wes Valley | Hermit Cove Road | New Wes Valley | Newfoundland and Labrador | Municipal or another local authority | Municipal or another local authority | Continuous | Quarterly | Quarterly | 0 | 199.7 | 15647 | 91 | 141 | 25 | 116 | 154 | 25 | 129 |  |  | Approved
28173 | 2023-Q3 | Town of New Wes Valley | Hermit Cove Road | New Wes Valley | Newfoundland and Labrador | Municipal or another local authority | Municipal or another local authority | Continuous | Quarterly | Quarterly | 0 | 199.7 | 10819 | 92 | 151 | 25 | 126 | 156 | 25 | 131 |  |  | Approved
28173 | 2023-Q4 | Town of New Wes Valley | Hermit Cove Road | New Wes Valley | Newfoundland and Labrador | Municipal or another local authority | Municipal or another local authority | Continuous | Quarterly | Quarterly | 0 | 199.7 | 20617 | 92 | 90 | 25 | 65 | 999 | 25 | 974 |  |  | Approved
28173 | 2024-Q1 | Town of New Wes Valley | Hermit Cove Road | New Wes Valley | Newfoundland and Labrador | Municipal or another local authority | Municipal or another local authority | Continuous | Quarterly | Quarterly | 0 | 174.2 | 21614 | 91 | 102 | 25 | 77 | 61 | 25 | 36 |  |  | Approved
28173 | 2024-Q2 | Town of New Wes Valley | Hermit Cove Road | New Wes Valley | Newfoundland and Labrador | Municipal or another local authority | Municipal or another local authority | Continuous | Quarterly | Quarterly | 0 | 174.2 | 16484 | 91 | 48 | 25 | 23 | 31 | 25 | 6 |  |  | Approved
28173 | 2024-Q3 | Town of New Wes Valley | Hermit Cove Road | New Wes Valley | Newfoundland and Labrador | Municipal or another local authority | Municipal or another local authority | Continuous | Quarterly | Quarterly | 0 | 174.2 | 7155 | 91 | 125 | 25 | 100 | 101 | 25 | 76 |  |  | Approved
28173 | 2024-Q4 | Town of New Wes Valley | Hermit Cove Road | New Wes Valley | Newfoundland and Labrador | Municipal or another local authority | Municipal or another local authority | Continuous | Quarterly | Quarterly | 0 | 174.2 | 19274 | 92 | 137 | 25 | 112 | 82 | 25 | 57 |  |  | Approved
28174 | 2015-Q3 | Town of New Wes Valley | Bowness Outfall | New Wes Valley | Newfoundland and Labrador | Municipal or another local authority | Municipal or another local authority | Continuous | Quarterly | Quarterly | 0 | 300 | 2258 | 92 | 5 | 25 | -20 | 5 | 25 | -20 |  |  | Approved
28174 | 2015-Q4 | Town of New Wes Valley | Bowness Outfall | New Wes Valley | Newfoundland and Labrador | Municipal or another local authority | Municipal or another local authority | Continuous | Quarterly | Quarterly | 0 | 300 | 22381 | 92 | 40 | 25 | 15 | 25 | 25 | 0 |  |  | Approved
28174 | 2016-Q1 | Town of New Wes Valley | Bowness Outfall | New Wes Valley | Newfoundland and Labrador | Municipal or another local authority | Municipal or another local authority | Continuous | Quarterly | Quarterly | 0 | 300 | 21916 | 91 | 52 | 25 | 27 | 44 | 25 | 19 |  |  | Approved
28174 | 2016-Q2 | Town of New Wes Valley | Bowness Outfall | New Wes Valley | Newfoundland and Labrador | Municipal or another local authority | Municipal or another local authority | Continuous | Quarterly | Quarterly | 0 | 300 | 10359 | 91 | 54 | 25 | 29 | 37 | 25 | 12 |  |  | Approved
28174 | 2016-Q3 | Town of New Wes Valley | Bowness Outfall | New Wes Valley | Newfoundland and Labrador | Municipal or another local authority | Municipal or another local authority | Continuous | Quarterly | Quarterly | 0 | 300 | 15643 | 92 | 19 | 25 | -6 | 32 | 25 | 7 |  |  | Approved
28174 | 2016-Q4 | Town of New Wes Valley | Bowness Outfall | New Wes Valley | Newfoundland and Labrador | Municipal or another local authority | Municipal or another local authority | Continuous | Quarterly | Quarterly | 0 | 300 | 5395 | 92 | 32 | 25 | 7 | 17 | 25 | -8 |  |  | Approved
28174 | 2017-Q1 | Town of New Wes Valley | Bowness Outfall | New Wes Valley | Newfoundland and Labrador | Municipal or another local authority | Municipal or another local authority | Continuous | Quarterly | Quarterly | 0 | 145.7 | 8525 | 90 | 7 | 25 | -18 | 10 | 25 | -15 |  |  | Approved
28174 | 2017-Q2 | Town of New Wes Valley | Bowness Outfall | New Wes Valley | Newfoundland and Labrador | Municipal or another local authority | Municipal or another local authority | Continuous | Quarterly | Quarterly | 0 | 145.7 | 9919 | 91 | 42 | 25 | 17 | 25 | 25 | 0 |  |  | Approved
28174 | 2017-Q3 | Town of New Wes Valley | Bowness Outfall | New Wes Valley | Newfoundland and Labrador | Municipal or another local authority | Municipal or another local authority | Continuous | Quarterly | Quarterly | 0 | 145.7 | 13156 | 92 | 25 | 25 | 0 | 49 | 25 | 24 |  |  | Approved
28174 | 2017-Q4 | Town of New Wes Valley | Bowness Outfall | New Wes Valley | Newfoundland and Labrador | Municipal or another local authority | Municipal or another local authority | Continuous | Quarterly | Quarterly | 0 | 145.7 | 18911 | 92 | 29 | 25 | 4 | 37 | 25 | 12 |  |  | Approved
28174 | 2018-Q1 | Town of New Wes Valley | Bowness Outfall | New Wes Valley | Newfoundland and Labrador | Municipal or another local authority | Municipal or another local authority | Continuous | Quarterly | Quarterly | 0 | 138.4 | 23580 | 90 | 28 | 25 | 3 | 22 | 25 | -3 |  |  | Approved
28174 | 2018-Q2 | Town of New Wes Valley | Bowness Outfall | New Wes Valley | Newfoundland and Labrador | Municipal or another local authority | Municipal or another local authority | Continuous | Quarterly | Quarterly | 0 | 138.4 | 26544 | 91 | 101 | 25 | 76 | 146 | 25 | 121 |  |  | Approved
28174 | 2018-Q3 | Town of New Wes Valley | Bowness Outfall | New Wes Valley | Newfoundland and Labrador | Municipal or another local authority | Municipal or another local authority | Continuous | Quarterly | Quarterly | 0 | 138.4 | 26544 | 92 | 101 | 25 | 76 | 146 | 25 | 121 |  |  | Approved
28174 | 2018-Q4 | Town of New Wes Valley | Bowness Outfall | New Wes Valley | Newfoundland and Labrador | Municipal or another local authority | Municipal or another local authority | Continuous | Quarterly | Quarterly | 0 | 138.4 | 43173.6 | 92 | 113 | 25 | 88 | 126 | 25 | 101 |  |  | Approved
28174 | 2019-Q1 | Town of New Wes Valley | Bowness Outfall | New Wes Valley | Newfoundland and Labrador | Municipal or another local authority | Municipal or another local authority | Continuous | Quarterly | Quarterly | 0 | 328.3 | 32077 | 90 | 159 | 25 | 134 | 118 | 25 | 93 |  |  | Approved
28174 | 2019-Q2 | Town of New Wes Valley | Bowness Outfall | New Wes Valley | Newfoundland and Labrador | Municipal or another local authority | Municipal or another local authority | Continuous | Quarterly | Quarterly | 0 | 328.3 | 23123 | 91 | 84 | 25 | 59 | 110 | 25 | 85 |  |  | Approved
28174 | 2019-Q3 | Town of New Wes Valley | Bowness Outfall | New Wes Valley | Newfoundland and Labrador | Municipal or another local authority | Municipal or another local authority | Continuous | Quarterly | Quarterly | 0 | 328.3 | 18271 | 92 | 88 | 25 | 63 | 68 | 25 | 43 |  |  | Approved
28174 | 2019-Q4 | Town of New Wes Valley | Bowness Outfall | New Wes Valley | Newfoundland and Labrador | Municipal or another local authority | Municipal or another local authority | Continuous | Quarterly | Quarterly | 0 | 328.3 | 22115 | 92 | 93 | 25 | 68 | 117 | 25 | 92 |  |  | Approved
28174 | 2020-Q1 | Town of New Wes Valley | Bowness Outfall | New Wes Valley | Newfoundland and Labrador | Municipal or another local authority | Municipal or another local authority | Continuous | Quarterly | Quarterly | 0 | 261.9 | 24024 | 91 | 185 | 25 | 160 | 179 | 25 | 154 |  |  | Approved
28174 | 2020-Q2 | Town of New Wes Valley | Bowness Outfall | New Wes Valley | Newfoundland and Labrador | Municipal or another local authority | Municipal or another local authority | Continuous | Quarterly | Quarterly | 0 | 261.9 | 29302 | 91 | 147 | 25 | 122 | 79 | 25 | 54 |  |  | Approved
28174 | 2020-Q3 | Town of New Wes Valley | Bowness Outfall | New Wes Valley | Newfoundland and Labrador | Municipal or another local authority | Municipal or another local authority | Continuous | Quarterly | Quarterly | 0 | 261.9 | 23073 | 92 | 166 | 25 | 141 | 117 | 25 | 92 |  |  | Approved
28174 | 2020-Q4 | Town of New Wes Valley | Bowness Outfall | New Wes Valley | Newfoundland and Labrador | Municipal or another local authority | Municipal or another local authority | Continuous | Quarterly | Quarterly | 0 | 261.9 | 32665 | 92 | 82 | 25 | 57 | 59 | 25 | 34 |  |  | Approved
28174 | 2021-Q1 | Town of New Wes Valley | Bowness Outfall | New Wes Valley | Newfoundland and Labrador | Municipal or another local authority | Municipal or another local authority | Continuous | Quarterly | Quarterly | 0 | 298 | 30096 | 90 | 146 | 25 | 121 | 62 | 25 | 37 |  |  | Approved
28174 | 2021-Q2 | Town of New Wes Valley | Bowness Outfall | New Wes Valley | Newfoundland and Labrador | Municipal or another local authority | Municipal or another local authority | Continuous | Quarterly | Quarterly | 0 | 298 | 36240 | 91 | 101 | 25 | 76 | 127 | 25 | 102 |  |  | Approved
28174 | 2021-Q3 | Town of New Wes Valley | Bowness Outfall | New Wes Valley | Newfoundland and Labrador | Municipal or another local authority | Municipal or another local authority | Continuous | Quarterly | Quarterly | 0 | 298 | 37375 | 92 | 145 | 25 | 120 | 136 | 25 | 111 |  |  | Approved
28174 | 2021-Q4 | Town of New Wes Valley | Bowness Outfall | New Wes Valley | Newfoundland and Labrador | Municipal or another local authority | Municipal or another local authority | Continuous | Quarterly | Quarterly | 0 | 298 | 40054 | 92 | 81 | 25 | 56 | 74 | 25 | 49 |  |  | Approved
28174 | 2022-Q1 | Town of New Wes Valley | Bowness Outfall | New Wes Valley | Newfoundland and Labrador | Municipal or another local authority | Municipal or another local authority | Continuous | Quarterly | Quarterly | 0 | 393.9 | 17986 | 90 | 68 | 25 | 43 | 35 | 25 | 10 |  |  | Approved
28174 | 2022-Q2 | Town of New Wes Valley | Bowness Outfall | New Wes Valley | Newfoundland and Labrador | Municipal or another local authority | Municipal or another local authority | Continuous | Quarterly | Quarterly | 0 | 393.9 | 23719 | 91 | 102 | 25 | 77 | 52 | 25 | 27 |  |  | Approved
28174 | 2022-Q3 | Town of New Wes Valley | Bowness Outfall | New Wes Valley | Newfoundland and Labrador | Municipal or another local authority | Municipal or another local authority | Continuous | Quarterly | Quarterly | 0 | 393.9 | 54245 | 92 | 150 | 25 | 125 | 259 | 25 | 234 |  |  | Approved
28174 | 2022-Q4 | Town of New Wes Valley | Bowness Outfall | New Wes Valley | Newfoundland and Labrador | Municipal or another local authority | Municipal or another local authority | Continuous | Quarterly | Quarterly | 0 | 393.9 | 78227 | 92 | 131 | 25 | 106 | 80 | 25 | 55 |  |  | Approved
28174 | 2023-Q1 | Town of New Wes Valley | Bowness Outfall | New Wes Valley | Newfoundland and Labrador | Municipal or another local authority | Municipal or another local authority | Continuous | Quarterly | Quarterly | 0 | 477.2 | 75006 | 90 | 104 | 25 | 79 | 41 | 25 | 16 |  |  | Approved
28174 | 2023-Q2 | Town of New Wes Valley | Bowness Outfall | New Wes Valley | Newfoundland and Labrador | Municipal or another local authority | Municipal or another local authority | Continuous | Quarterly | Quarterly | 0 | 477.2 | 26713 | 91 | 137 | 25 | 112 | 55 | 25 | 30 |  |  | Approved
28174 | 2023-Q3 | Town of New Wes Valley | Bowness Outfall | New Wes Valley | Newfoundland and Labrador | Municipal or another local authority | Municipal or another local authority | Continuous | Quarterly | Quarterly | 0 | 477.2 | 15623 | 92 | 140 | 25 | 115 | 117 | 25 | 92 |  |  | Approved
28174 | 2023-Q4 | Town of New Wes Valley | Bowness Outfall | New Wes Valley | Newfoundland and Labrador | Municipal or another local authority | Municipal or another local authority | Continuous | Quarterly | Quarterly | 0 | 477.2 | 19284 | 92 | 103 | 25 | 78 | 77 | 25 | 52 |  |  | Approved
28174 | 2024-Q1 | Town of New Wes Valley | Bowness Outfall | New Wes Valley | Newfoundland and Labrador | Municipal or another local authority | Municipal or another local authority | Continuous | Quarterly | Quarterly | 0 | 374.3 | 23794 | 91 | 89 | 25 | 64 | 52 | 25 | 27 |  |  | Approved
28174 | 2024-Q2 | Town of New Wes Valley | Bowness Outfall | New Wes Valley | Newfoundland and Labrador | Municipal or another local authority | Municipal or another local authority | Continuous | Quarterly | Quarterly | 0 | 374.3 | 22174 | 91 | 116 | 25 | 91 | 150 | 25 | 125 |  |  | Approved
28174 | 2024-Q3 | Town of New Wes Valley | Bowness Outfall | New Wes Valley | Newfoundland and Labrador | Municipal or another local authority | Municipal or another local authority | Continuous | Quarterly | Quarterly | 0 | 374.3 | 14170 | 92 | 78 | 25 | 53 | 43 | 25 | 18 |  |  | Approved
28174 | 2024-Q4 | Town of New Wes Valley | Bowness Outfall | New Wes Valley | Newfoundland and Labrador | Municipal or another local authority | Municipal or another local authority | Continuous | Quarterly | Quarterly | 0 | 374.3 | 21344 | 92 | 126 | 25 | 101 | 67 | 25 | 42 |  |  | Approved
28175 | 2015-Q2 | Twillingate | Townhall | Twillingate | Newfoundland and Labrador | Municipal or another local authority | Municipal or another local authority | Continuous | Quarterly | Quarterly | 0 | 300 | 83114 | 91 | 0 | 25 | -25 | 0 | 25 | -25 |  |  | Approved
28175 | 2015-Q3 | Twillingate | Townhall | Twillingate | Newfoundland and Labrador | Municipal or another local authority | Municipal or another local authority | Continuous | Quarterly | Quarterly | 0 | 300 | 6228 | 92 | 0 | 25 | -25 | 0 | 25 | -25 |  |  | Approved
28175 | 2015-Q4 | Twillingate | Townhall | Twillingate | Newfoundland and Labrador | Municipal or another local authority | Municipal or another local authority | Continuous | Quarterly | Quarterly | 0 | 300 | 20046 | 92 | 88 | 25 | 63 | 207 | 25 | 182 |  |  | Approved
28175 | 2016-Q1 | Twillingate | Townhall | Twillingate | Newfoundland and Labrador | Municipal or another local authority | Municipal or another local authority | Continuous | Quarterly | Quarterly | 0 | 300 | 92212 | 91 | 83 | 25 | 58 | 74 | 25 | 49 |  |  | Approved
28175 | 2016-Q2 | Twillingate | Townhall | Twillingate | Newfoundland and Labrador | Municipal or another local authority | Municipal or another local authority | Continuous | Quarterly | Quarterly | 0 | 300 | 92777 | 91 | 46 | 25 | 21 | 51 | 25 | 26 |  |  | Approved
28175 | 2016-Q3 | Twillingate | Townhall | Twillingate | Newfoundland and Labrador | Municipal or another local authority | Municipal or another local authority | Continuous | Quarterly | Quarterly | 0 | 300 | 92435 | 92 | 41 | 25 | 16 | 74 | 25 | 49 |  |  | Approved
28175 | 2016-Q4 | Twillingate | Townhall | Twillingate | Newfoundland and Labrador | Municipal or another local authority | Municipal or another local authority | Continuous | Quarterly | Quarterly | 0 | 300 | 106093 | 92 | 31 | 25 | 6 | 17 | 25 | -8 |  |  | Approved
28175 | 2017-Q1 | Twillingate | Townhall | Twillingate | Newfoundland and Labrador | Municipal or another local authority | Municipal or another local authority | Continuous | Quarterly | Quarterly | 0 | 1047.9 | 18201 | 90 | 8 | 25 | -17 | 10 | 25 | -15 |  |  | Approved
28175 | 2017-Q2 | Twillingate | Townhall | Twillingate | Newfoundland and Labrador | Municipal or another local authority | Municipal or another local authority | Continuous | Quarterly | Quarterly | 0 | 1047.9 | 9520 | 91 | 26 | 25 | 1 | 43 | 25 | 18 |  |  | Approved
28175 | 2017-Q3 | Twillingate | Townhall | Twillingate | Newfoundland and Labrador | Municipal or another local authority | Municipal or another local authority | Continuous | Quarterly | Quarterly | 0 | 1047.9 | 28244 | 92 | 24 | 25 | -1 | 34 | 25 | 9 |  |  | Approved
28175 | 2017-Q4 | Twillingate | Townhall | Twillingate | Newfoundland and Labrador | Municipal or another local authority | Municipal or another local authority | Continuous | Quarterly | Quarterly | 0 | 1047.9 | 22463 | 92 | 34 | 25 | 9 | 63 | 25 | 38 |  |  | Approved
28175 | 2018-Q1 | Twillingate | Townhall | Twillingate | Newfoundland and Labrador | Municipal or another local authority | Municipal or another local authority | Continuous | Quarterly | Quarterly | 0 | 214.9 | 31109 | 90 | 97 | 25 | 72 | 45 | 25 | 20 |  |  | Approved
28175 | 2018-Q2 | Twillingate | Townhall | Twillingate | Newfoundland and Labrador | Municipal or another local authority | Municipal or another local authority | Continuous | Quarterly | Quarterly | 0 | 214.9 | 21338 | 91 | 137 | 25 | 112 | 69 | 25 | 44 |  |  | Approved
28175 | 2018-Q3 | Twillingate | Townhall | Twillingate | Newfoundland and Labrador | Municipal or another local authority | Municipal or another local authority | Continuous | Quarterly | Quarterly | 0 | 214.9 | 16884 | 92 | 149 | 25 | 124 | 111 | 25 | 86 |  |  | Approved
28175 | 2018-Q4 | Twillingate | Townhall | Twillingate | Newfoundland and Labrador | Municipal or another local authority | Municipal or another local authority | Continuous | Quarterly | Quarterly | 0 | 214.9 | 20884.6 | 92 | 99 | 25 | 74 | 179 | 25 | 154 |  |  | Approved
28175 | 2019-Q1 | Twillingate | Townhall | Twillingate | Newfoundland and Labrador | Municipal or another local authority | Municipal or another local authority | Continuous | Quarterly | Quarterly | 0 | 247.2 | 20193 | 90 | 270 | 25 | 245 | 999 | 25 | 974 |  |  | Approved
28175 | 2019-Q2 | Twillingate | Townhall | Twillingate | Newfoundland and Labrador | Municipal or another local authority | Municipal or another local authority | Continuous | Quarterly | Quarterly | 0 | 247.2 | 19029 | 91 | 139 | 25 | 114 | 149 | 25 | 124 |  |  | Approved
28175 | 2019-Q3 | Twillingate | Townhall | Twillingate | Newfoundland and Labrador | Municipal or another local authority | Municipal or another local authority | Continuous | Quarterly | Quarterly | 0 | 247.2 | 18019 | 92 | 103 | 25 | 78 | 105 | 25 | 80 |  |  | Approved
28175 | 2019-Q4 | Twillingate | Townhall | Twillingate | Newfoundland and Labrador | Municipal or another local authority | Municipal or another local authority | Continuous | Quarterly | Quarterly | 0 | 247.2 | 25409 | 92 | 109 | 25 | 84 | 123 | 25 | 98 |  |  | Approved
28175 | 2020-Q1 | Twillingate | Townhall | Twillingate | Newfoundland and Labrador | Municipal or another local authority | Municipal or another local authority | Continuous | Quarterly | Quarterly | 0 | 226.4 | 24934 | 91 | 106 | 25 | 81 | 74 | 25 | 49 |  |  | Approved
28175 | 2020-Q2 | Twillingate | Townhall | Twillingate | Newfoundland and Labrador | Municipal or another local authority | Municipal or another local authority | Continuous | Quarterly | Quarterly | 0 | 226.4 | 37765 | 91 | 181 | 25 | 156 | 141 | 25 | 116 |  |  | Approved
28175 | 2020-Q3 | Twillingate | Townhall | Twillingate | Newfoundland and Labrador | Municipal or another local authority | Municipal or another local authority | Continuous | Quarterly | Quarterly | 0 | 226.4 | 15630 | 92 | 155 | 25 | 130 | 190 | 25 | 165 |  |  | Approved
28175 | 2020-Q4 | Twillingate | Townhall | Twillingate | Newfoundland and Labrador | Municipal or another local authority | Municipal or another local authority | Continuous | Quarterly | Quarterly | 0 | 226.4 | 16163 | 92 | 109 | 25 | 84 | 121 | 25 | 96 |  |  | Approved
28175 | 2021-Q1 | Twillingate | Townhall | Twillingate | Newfoundland and Labrador | Municipal or another local authority | Municipal or another local authority | Continuous | Quarterly | Quarterly | 0 | 258.2 | 20574 | 90 | 122 | 25 | 97 | 597 | 25 | 572 |  |  | Approved
28175 | 2021-Q2 | Twillingate | Townhall | Twillingate | Newfoundland and Labrador | Municipal or another local authority | Municipal or another local authority | Continuous | Quarterly | Quarterly | 0 | 258.2 | 15276 | 91 | 175 | 25 | 150 | 121 | 25 | 96 |  |  | Approved
28175 | 2021-Q3 | Twillingate | Townhall | Twillingate | Newfoundland and Labrador | Municipal or another local authority | Municipal or another local authority | Continuous | Quarterly | Quarterly | 0 | 258.2 | 13487 | 92 | 176 | 25 | 151 | 93 | 25 | 68 |  |  | Approved
28175 | 2021-Q4 | Twillingate | Townhall | Twillingate | Newfoundland and Labrador | Municipal or another local authority | Municipal or another local authority | Continuous | Quarterly | Quarterly | 0 | 258.2 | 18837 | 92 | 38 | 25 | 13 | 41 | 25 | 16 |  |  | Approved
28175 | 2022-Q1 | Twillingate | Townhall | Twillingate | Newfoundland and Labrador | Municipal or another local authority | Municipal or another local authority | Continuous | Quarterly | Quarterly | 0 | 186.8 | 30630 | 90 | 107 | 25 | 82 | 78 | 25 | 53 |  |  | Approved
28175 | 2022-Q2 | Twillingate | Townhall | Twillingate | Newfoundland and Labrador | Municipal or another local authority | Municipal or another local authority | Continuous | Quarterly | Quarterly | 0 | 186.8 | 33381 | 91 | 100 | 25 | 75 | 51 | 25 | 26 |  |  | Approved
28175 | 2022-Q3 | Twillingate | Townhall | Twillingate | Newfoundland and Labrador | Municipal or another local authority | Municipal or another local authority | Continuous | Quarterly | Quarterly | 0 | 186.8 | 17187 | 92 | 161 | 25 | 136 | 60 | 25 | 35 |  |  | Approved
28175 | 2022-Q4 | Twillingate | Townhall | Twillingate | Newfoundland and Labrador | Municipal or another local authority | Municipal or another local authority | Continuous | Quarterly | Quarterly | 0 | 186.8 | 19602 | 92 | 74 | 25 | 49 | 59 | 25 | 34 |  |  | Approved
28175 | 2023-Q1 | Twillingate | Townhall | Twillingate | Newfoundland and Labrador | Municipal or another local authority | Municipal or another local authority | Continuous | Quarterly | Quarterly | 0 | 276.2 | 25602 | 90 | 121 | 25 | 96 | 102 | 25 | 77 |  |  | Approved
28175 | 2023-Q2 | Twillingate | Townhall | Twillingate | Newfoundland and Labrador | Municipal or another local authority | Municipal or another local authority | Continuous | Quarterly | Quarterly | 0 | 276.2 | 88695 | 91 | 50 | 25 | 25 | 65 | 25 | 40 |  |  | Approved
28175 | 2023-Q3 | Twillingate | Townhall | Twillingate | Newfoundland and Labrador | Municipal or another local authority | Municipal or another local authority | Continuous | Quarterly | Quarterly | 0 | 276.2 | 61276 | 92 | 119 | 25 | 94 | 110 | 25 | 85 |  |  | Approved
28175 | 2023-Q4 | Twillingate | Townhall | Twillingate | Newfoundland and Labrador | Municipal or another local authority | Municipal or another local authority | Continuous | Quarterly | Quarterly | 0 | 276.2 | 89396 | 92 | 178 | 25 | 153 | 81 | 25 | 56 |  |  | Approved
28175 | 2024-Q1 | Twillingate | Townhall | Twillingate | Newfoundland and Labrador | Municipal or another local authority | Municipal or another local authority | Continuous | Quarterly | Quarterly | 0 | 725.9 | 67026 | 91 | 133 | 25 | 108 | 70 | 25 | 45 |  |  | Approved
28175 | 2024-Q2 | Twillingate | Townhall | Twillingate | Newfoundland and Labrador | Municipal or another local authority | Municipal or another local authority | Continuous | Quarterly | Quarterly | 0 | 725.9 | 28917 | 91 | 82 | 25 | 57 | 48 | 25 | 23 |  |  | Approved
28175 | 2024-Q3 | Twillingate | Townhall | Twillingate | Newfoundland and Labrador | Municipal or another local authority | Municipal or another local authority | Continuous | Quarterly | Quarterly | 0 | 725.9 | 18912 | 92 | 129 | 25 | 104 | 81 | 25 | 56 |  |  | Approved
28175 | 2024-Q4 | Twillingate | Townhall | Twillingate | Newfoundland and Labrador | Municipal or another local authority | Municipal or another local authority | Continuous | Quarterly | Quarterly | 0 | 725.9 | 19556 | 92 | 148 | 25 | 123 | 97 | 25 | 72 |  |  | Approved
28176 | 2015-Q2 | Twillingate | Upper Jenkins Road | Twillingate | Newfoundland and Labrador | Municipal or another local authority | Municipal or another local authority | Continuous | Quarterly | Quarterly | 0 | 300 | 25352 | 91 | 0 | 25 | -25 | 0 | 25 | -25 |  |  | Approved
28176 | 2015-Q3 | Twillingate | Upper Jenkins Road | Twillingate | Newfoundland and Labrador | Municipal or another local authority | Municipal or another local authority | Continuous | Quarterly | Quarterly | 0 | 300 | 12014 | 92 | 0 | 25 | -25 | 0 | 25 | -25 |  |  | Approved
28176 | 2015-Q4 | Twillingate | Upper Jenkins Road | Twillingate | Newfoundland and Labrador | Municipal or another local authority | Municipal or another local authority | Continuous | Quarterly | Quarterly | 0 | 300 | 12020 | 92 | 89 | 25 | 64 | 146 | 25 | 121 |  |  | Approved
28176 | 2016-Q1 | Twillingate | Upper Jenkins Road | Twillingate | Newfoundland and Labrador | Municipal or another local authority | Municipal or another local authority | Continuous | Quarterly | Quarterly | 0 | 300 | 20920 | 91 | 84 | 25 | 59 | 53 | 25 | 28 |  |  | Approved
28176 | 2016-Q2 | Twillingate | Upper Jenkins Road | Twillingate | Newfoundland and Labrador | Municipal or another local authority | Municipal or another local authority | Continuous | Quarterly | Quarterly | 0 | 300 | 41909 | 91 | 47 | 25 | 22 | 315 | 25 | 290 |  |  | Approved
28176 | 2016-Q3 | Twillingate | Upper Jenkins Road | Twillingate | Newfoundland and Labrador | Municipal or another local authority | Municipal or another local authority | Continuous | Quarterly | Quarterly | 0 | 300 | 19596 | 92 | 41 | 25 | 16 | 50 | 25 | 25 |  |  | Approved
28176 | 2016-Q4 | Twillingate | Upper Jenkins Road | Twillingate | Newfoundland and Labrador | Municipal or another local authority | Municipal or another local authority | Continuous | Quarterly | Quarterly | 0 | 300 | 24405 | 92 | 31 | 25 | 6 | 17 | 25 | -8 |  |  | Approved
28176 | 2017-Q1 | Twillingate | Upper Jenkins Road | Twillingate | Newfoundland and Labrador | Municipal or another local authority | Municipal or another local authority | Continuous | Quarterly | Quarterly | 0 | 291.9 | 18801 | 90 | 15 | 25 | -10 | 11 | 25 | -14 |  |  | Approved
28176 | 2017-Q2 | Twillingate | Upper Jenkins Road | Twillingate | Newfoundland and Labrador | Municipal or another local authority | Municipal or another local authority | Continuous | Quarterly | Quarterly | 0 | 291.9 | 52339 | 91 | 32 | 25 | 7 | 22 | 25 | -3 |  |  | Approved
28176 | 2017-Q3 | Twillingate | Upper Jenkins Road | Twillingate | Newfoundland and Labrador | Municipal or another local authority | Municipal or another local authority | Continuous | Quarterly | Quarterly | 0 | 291.9 | 15191 | 92 | 61 | 25 | 36 | 37 | 25 | 12 |  |  | Approved
28176 | 2017-Q4 | Twillingate | Upper Jenkins Road | Twillingate | Newfoundland and Labrador | Municipal or another local authority | Municipal or another local authority | Continuous | Quarterly | Quarterly | 0 | 291.9 | 11885 | 92 | 27 | 25 | 2 | 40 | 25 | 15 |  |  | Approved
28176 | 2018-Q1 | Twillingate | Upper Jenkins Road | Twillingate | Newfoundland and Labrador | Municipal or another local authority | Municipal or another local authority | Continuous | Quarterly | Quarterly | 0 | 269.1 | 15638 | 90 | 62 | 25 | 37 | 88 | 25 | 63 |  |  | Approved
28176 | 2018-Q2 | Twillingate | Upper Jenkins Road | Twillingate | Newfoundland and Labrador | Municipal or another local authority | Municipal or another local authority | Continuous | Quarterly | Quarterly | 0 | 269.1 | 13878 | 91 | 104 | 25 | 79 | 70 | 25 | 45 |  |  | Approved
28176 | 2018-Q3 | Twillingate | Upper Jenkins Road | Twillingate | Newfoundland and Labrador | Municipal or another local authority | Municipal or another local authority | Continuous | Quarterly | Quarterly | 0 | 269.1 | 8180 | 92 | 215 | 25 | 190 | 196 | 25 | 171 |  |  | Approved
28176 | 2018-Q4 | Twillingate | Upper Jenkins Road | Twillingate | Newfoundland and Labrador | Municipal or another local authority | Municipal or another local authority | Continuous | Quarterly | Quarterly | 0 | 269.1 | 13410.4 | 92 | 190 | 25 | 165 | 181 | 25 | 156 |  |  | Approved
28176 | 2019-Q1 | Twillingate | Upper Jenkins Road | Twillingate | Newfoundland and Labrador | Municipal or another local authority | Municipal or another local authority | Continuous | Quarterly | Quarterly | 0 | 140 | 10995 | 90 | 164 | 25 | 139 | 219 | 25 | 194 |  |  | Approved
28176 | 2019-Q2 | Twillingate | Upper Jenkins Road | Twillingate | Newfoundland and Labrador | Municipal or another local authority | Municipal or another local authority | Continuous | Quarterly | Quarterly | 0 | 140 | 20747 | 91 | 99 | 25 | 74 | 103 | 25 | 78 |  |  | Approved
28176 | 2019-Q3 | Twillingate | Upper Jenkins Road | Twillingate | Newfoundland and Labrador | Municipal or another local authority | Municipal or another local authority | Continuous | Quarterly | Quarterly | 0 | 140 | 11381 | 92 | 55 | 25 | 30 | 46 | 25 | 21 |  |  | Approved
28176 | 2019-Q4 | Twillingate | Upper Jenkins Road | Twillingate | Newfoundland and Labrador | Municipal or another local authority | Municipal or another local authority | Continuous | Quarterly | Quarterly | 0 | 140 | 16085 | 92 | 139 | 25 | 114 | 107 | 25 | 82 |  |  | Approved
28176 | 2020-Q1 | Twillingate | Upper Jenkins Road | Twillingate | Newfoundland and Labrador | Municipal or another local authority | Municipal or another local authority | Continuous | Quarterly | Quarterly | 0 | 162.2 | 15379 | 91 | 115 | 25 | 90 | 121 | 25 | 96 |  |  | Approved
28176 | 2020-Q2 | Twillingate | Upper Jenkins Road | Twillingate | Newfoundland and Labrador | Municipal or another local authority | Municipal or another local authority | Continuous | Quarterly | Quarterly | 0 | 162.2 | 27300 | 91 | 72 | 25 | 47 | 63 | 25 | 38 |  |  | Approved
28176 | 2020-Q3 | Twillingate | Upper Jenkins Road | Twillingate | Newfoundland and Labrador | Municipal or another local authority | Municipal or another local authority | Continuous | Quarterly | Quarterly | 0 | 162.2 | 8093 | 92 | 177 | 25 | 152 | 999 | 25 | 974 |  |  | Approved
28176 | 2020-Q4 | Twillingate | Upper Jenkins Road | Twillingate | Newfoundland and Labrador | Municipal or another local authority | Municipal or another local authority | Continuous | Quarterly | Quarterly | 0 | 162.2 | 13171 | 92 | 90 | 25 | 65 | 101 | 25 | 76 |  |  | Approved
28176 | 2021-Q1 | Twillingate | Upper Jenkins Road | Twillingate | Newfoundland and Labrador | Municipal or another local authority | Municipal or another local authority | Continuous | Quarterly | Quarterly | 0 | 174.7 | 12267 | 90 | 120 | 25 | 95 | 455 | 25 | 430 |  |  | Approved
28176 | 2021-Q2 | Twillingate | Upper Jenkins Road | Twillingate | Newfoundland and Labrador | Municipal or another local authority | Municipal or another local authority | Continuous | Quarterly | Quarterly | 0 | 174.7 | 15613 | 91 | 82 | 25 | 57 | 53 | 25 | 28 |  |  | Approved
28176 | 2021-Q3 | Twillingate | Upper Jenkins Road | Twillingate | Newfoundland and Labrador | Municipal or another local authority | Municipal or another local authority | Continuous | Quarterly | Quarterly | 0 | 174.7 | 8802 | 92 | 158 | 25 | 133 | 124 | 25 | 99 |  |  | Approved
28176 | 2021-Q4 | Twillingate | Upper Jenkins Road | Twillingate | Newfoundland and Labrador | Municipal or another local authority | Municipal or another local authority | Continuous | Quarterly | Quarterly | 0 | 174.7 | 14352 | 92 | 67 | 25 | 42 | 62 | 25 | 37 |  |  | Approved
28176 | 2022-Q1 | Twillingate | Upper Jenkins Road | Twillingate | Newfoundland and Labrador | Municipal or another local authority | Municipal or another local authority | Continuous | Quarterly | Quarterly | 0 | 139.8 | 17680 | 90 | 100 | 25 | 75 | 38 | 25 | 13 |  |  | Approved
28176 | 2022-Q2 | Twillingate | Upper Jenkins Road | Twillingate | Newfoundland and Labrador | Municipal or another local authority | Municipal or another local authority | Continuous | Quarterly | Quarterly | 0 | 139.8 | 18409 | 91 | 94 | 25 | 69 | 68 | 25 | 43 |  |  | Approved
28176 | 2022-Q3 | Twillingate | Upper Jenkins Road | Twillingate | Newfoundland and Labrador | Municipal or another local authority | Municipal or another local authority | Continuous | Quarterly | Quarterly | 0 | 139.8 | 19790 | 92 | 126 | 25 | 101 | 62 | 25 | 37 |  |  | Approved
28176 | 2022-Q4 | Twillingate | Upper Jenkins Road | Twillingate | Newfoundland and Labrador | Municipal or another local authority | Municipal or another local authority | Continuous | Quarterly | Quarterly | 0 | 139.8 | 30612 | 92 | 119 | 25 | 94 | 62 | 25 | 37 |  |  | Approved
28176 | 2023-Q1 | Twillingate | Upper Jenkins Road | Twillingate | Newfoundland and Labrador | Municipal or another local authority | Municipal or another local authority | Continuous | Quarterly | Quarterly | 0 | 237 | 31338 | 90 | 156 | 25 | 131 | 212 | 25 | 187 |  |  | Approved
28176 | 2023-Q2 | Twillingate | Upper Jenkins Road | Twillingate | Newfoundland and Labrador | Municipal or another local authority | Municipal or another local authority | Continuous | Quarterly | Quarterly | 0 | 237 | 41207 | 91 | 52 | 25 | 27 | 63 | 25 | 38 |  |  | Approved
28176 | 2023-Q3 | Twillingate | Upper Jenkins Road | Twillingate | Newfoundland and Labrador | Municipal or another local authority | Municipal or another local authority | Continuous | Quarterly | Quarterly | 0 | 237 | 9666 | 92 | 150 | 25 | 125 | 80 | 25 | 55 |  |  | Approved
28176 | 2023-Q4 | Twillingate | Upper Jenkins Road | Twillingate | Newfoundland and Labrador | Municipal or another local authority | Municipal or another local authority | Continuous | Quarterly | Quarterly | 0 | 237 | 13901 | 92 | 140 | 25 | 115 | 92 | 25 | 67 |  |  | Approved
28176 | 2024-Q1 | Twillingate | Upper Jenkins Road | Twillingate | Newfoundland and Labrador | Municipal or another local authority | Municipal or another local authority | Continuous | Quarterly | Quarterly | 0 | 263.3 | 22554 | 91 | 236 | 25 | 211 | 77 | 25 | 52 |  |  | Approved
28176 | 2024-Q2 | Twillingate | Upper Jenkins Road | Twillingate | Newfoundland and Labrador | Municipal or another local authority | Municipal or another local authority | Continuous | Quarterly | Quarterly | 0 | 263.3 | 16500 | 91 | 123 | 25 | 98 | 112 | 25 | 87 |  |  | Approved
28176 | 2024-Q3 | Twillingate | Upper Jenkins Road | Twillingate | Newfoundland and Labrador | Municipal or another local authority | Municipal or another local authority | Continuous | Quarterly | Quarterly | 0 | 263.3 | 110515 | 92 | 178 | 25 | 153 | 407 | 25 | 382 |  |  | Approved
28176 | 2024-Q4 | Twillingate | Upper Jenkins Road | Twillingate | Newfoundland and Labrador | Municipal or another local authority | Municipal or another local authority | Continuous | Quarterly | Quarterly | 0 | 263.3 | 22323 | 92 | 160 | 25 | 135 | 120 | 25 | 95 |  |  | Approved
28178 | 2016-Q1 | St Alban's | St Alban's Outfall | St Alban's | Newfoundland and Labrador | Municipal or another local authority | Municipal or another local authority | Continuous | Quarterly | Quarterly | 0 | 500 | 71846 | 91 | 64 | 25 | 39 | 57 | 25 | 32 |  |  | Approved
28178 | 2016-Q2 | St Alban's | St Alban's Outfall | St Alban's | Newfoundland and Labrador | Municipal or another local authority | Municipal or another local authority | Continuous | Quarterly | Quarterly | 0 | 500 | 59181 | 91 | 55 | 25 | 30 | 102 | 25 | 77 |  |  | Approved
28178 | 2016-Q3 | St Alban's | St Alban's Outfall | St Alban's | Newfoundland and Labrador | Municipal or another local authority | Municipal or another local authority | Continuous | Quarterly | Quarterly | 0 | 500 | 184742 | 92 | 18 | 25 | -7 | 39 | 25 | 14 |  |  | Approved
28178 | 2016-Q4 | St Alban's | St Alban's Outfall | St Alban's | Newfoundland and Labrador | Municipal or another local authority | Municipal or another local authority | Continuous | Quarterly | Quarterly | 0 | 500 | 135164 | 92 | 33 | 25 | 8 | 16 | 25 | -9 |  |  | Approved
28178 | 2017-Q1 | St Alban's | St Alban's Outfall | St Alban's | Newfoundland and Labrador | Municipal or another local authority | Municipal or another local authority | Continuous | Quarterly | Quarterly | 0 | 1232.1 | 98460 | 90 | 16 | 25 | -9 | 192 | 25 | 167 |  |  | Approved
28178 | 2017-Q2 | St Alban's | St Alban's Outfall | St Alban's | Newfoundland and Labrador | Municipal or another local authority | Municipal or another local authority | Continuous | Quarterly | Quarterly | 0 | 1232.1 | 99260 | 91 | 17 | 25 | -8 | 50 | 25 | 25 |  |  | Approved
28178 | 2017-Q3 | St Alban's | St Alban's Outfall | St Alban's | Newfoundland and Labrador | Municipal or another local authority | Municipal or another local authority | Continuous | Quarterly | Quarterly | 0 | 1232.1 | 55084 | 92 | 41 | 25 | 16 | 55 | 25 | 30 |  |  | Approved
28178 | 2017-Q4 | St Alban's | St Alban's Outfall | St Alban's | Newfoundland and Labrador | Municipal or another local authority | Municipal or another local authority | Continuous | Quarterly | Quarterly | 0 | 1232.1 | 115490 | 92 | 31 | 25 | 6 | 37 | 25 | 12 |  |  | Approved
28178 | 2018-Q1 | St Alban's | St Alban's Outfall | St Alban's | Newfoundland and Labrador | Municipal or another local authority | Municipal or another local authority | Continuous | Quarterly | Quarterly | 0 | 1009 | 170163 | 90 | 29 | 25 | 4 | 28 | 25 | 3 |  |  | Approved
28178 | 2018-Q2 | St Alban's | St Alban's Outfall | St Alban's | Newfoundland and Labrador | Municipal or another local authority | Municipal or another local authority | Continuous | Quarterly | Quarterly | 0 | 1009 | 133591 | 91 | 125 | 25 | 100 | 156 | 25 | 131 |  |  | Approved
28178 | 2018-Q3 | St Alban's | St Alban's Outfall | St Alban's | Newfoundland and Labrador | Municipal or another local authority | Municipal or another local authority | Continuous | Quarterly | Quarterly | 0 | 1009 | 35979 | 92 | 130 | 25 | 105 | 157 | 25 | 132 |  |  | Approved
28178 | 2018-Q4 | St Alban's | St Alban's Outfall | St Alban's | Newfoundland and Labrador | Municipal or another local authority | Municipal or another local authority | Continuous | Quarterly | Quarterly | 0 | 1009 | 150440.1 | 92 | 94 | 25 | 69 | 102 | 25 | 77 |  |  | Approved
28178 | 2019-Q1 | St Alban's | St Alban's Outfall | St Alban's | Newfoundland and Labrador | Municipal or another local authority | Municipal or another local authority | Continuous | Quarterly | Quarterly | 0 | 1342.9 | 113356 | 90 | 87 | 25 | 62 | 62 | 25 | 37 |  |  | Approved
28178 | 2019-Q2 | St Alban's | St Alban's Outfall | St Alban's | Newfoundland and Labrador | Municipal or another local authority | Municipal or another local authority | Continuous | Quarterly | Quarterly | 0 | 1342.9 | 110192 | 91 | 42 | 25 | 17 | 28 | 25 | 3 |  |  | Approved
28178 | 2019-Q3 | St Alban's | St Alban's Outfall | St Alban's | Newfoundland and Labrador | Municipal or another local authority | Municipal or another local authority | Continuous | Quarterly | Quarterly | 0 | 1342.9 | 80456 | 92 | 69 | 25 | 44 | 34 | 25 | 9 |  |  | Approved
28178 | 2019-Q4 | St Alban's | St Alban's Outfall | St Alban's | Newfoundland and Labrador | Municipal or another local authority | Municipal or another local authority | Continuous | Quarterly | Quarterly | 0 | 1342.9 | 89745 | 92 | 81 | 25 | 56 | 65 | 25 | 40 |  |  | Approved
28178 | 2020-Q1 | St Alban's | St Alban's Outfall | St Alban's | Newfoundland and Labrador | Municipal or another local authority | Municipal or another local authority | Continuous | Quarterly | Quarterly | 0 | 1078.8 | 24843 | 91 | 67 | 25 | 42 | 41 | 25 | 16 |  |  | Approved
28178 | 2020-Q2 | St Alban's | St Alban's Outfall | St Alban's | Newfoundland and Labrador | Municipal or another local authority | Municipal or another local authority | Continuous | Quarterly | Quarterly | 0 | 1078.8 | 109291 | 91 | 53 | 25 | 28 | 45 | 25 | 20 |  |  | Approved
28178 | 2020-Q3 | St Alban's | St Alban's Outfall | St Alban's | Newfoundland and Labrador | Municipal or another local authority | Municipal or another local authority | Continuous | Quarterly | Quarterly | 0 | 1078.8 | 61282 | 92 | 94 | 25 | 69 | 41 | 25 | 16 |  |  | Approved
28178 | 2020-Q4 | St Alban's | St Alban's Outfall | St Alban's | Newfoundland and Labrador | Municipal or another local authority | Municipal or another local authority | Continuous | Quarterly | Quarterly | 0 | 1078.8 | 148143 | 92 | 41 | 25 | 16 | 28 | 25 | 3 |  |  | Approved
28178 | 2021-Q1 | St Alban's | St Alban's Outfall | St Alban's | Newfoundland and Labrador | Municipal or another local authority | Municipal or another local authority | Continuous | Quarterly | Quarterly | 0 | 938.7 | 118725 | 90 | 59 | 25 | 34 | 29 | 25 | 4 |  |  | Approved
28178 | 2021-Q2 | St Alban's | St Alban's Outfall | St Alban's | Newfoundland and Labrador | Municipal or another local authority | Municipal or another local authority | Continuous | Quarterly | Quarterly | 0 | 938.7 | 81112 | 91 | 51 | 25 | 26 | 28 | 25 | 3 |  |  | Approved
28178 | 2021-Q3 | St Alban's | St Alban's Outfall | St Alban's | Newfoundland and Labrador | Municipal or another local authority | Municipal or another local authority | Continuous | Quarterly | Quarterly | 0 | 938.7 | 44721 | 92 | 89 | 25 | 64 | 79 | 25 | 54 |  |  | Approved
28178 | 2021-Q4 | St Alban's | St Alban's Outfall | St Alban's | Newfoundland and Labrador | Municipal or another local authority | Municipal or another local authority | Continuous | Quarterly | Quarterly | 0 | 938.7 | 51812 | 92 | 67 | 25 | 42 | 56 | 25 | 31 |  |  | Approved
28178 | 2022-Q1 | St Alban's | St Alban's Outfall | St Alban's | Newfoundland and Labrador | Municipal or another local authority | Municipal or another local authority | Continuous | Quarterly | Quarterly | 0 | 812 | 24561 | 90 | 37 | 25 | 12 | 22 | 25 | -3 |  |  | Approved
28178 | 2022-Q2 | St Alban's | St Alban's Outfall | St Alban's | Newfoundland and Labrador | Municipal or another local authority | Municipal or another local authority | Continuous | Quarterly | Quarterly | 0 | 812 | 114280 | 91 | 38 | 25 | 13 | 34 | 25 | 9 |  |  | Approved
28178 | 2022-Q3 | St Alban's | St Alban's Outfall | St Alban's | Newfoundland and Labrador | Municipal or another local authority | Municipal or another local authority | Continuous | Quarterly | Quarterly | 0 | 812 | 53001 | 92 | 92 | 25 | 67 | 38 | 25 | 13 |  |  | Approved
28178 | 2022-Q4 | St Alban's | St Alban's Outfall | St Alban's | Newfoundland and Labrador | Municipal or another local authority | Municipal or another local authority | Continuous | Quarterly | Quarterly | 0 | 812 | 104318 | 92 | 46 | 25 | 21 | 31 | 25 | 6 |  |  | Approved
28178 | 2023-Q1 | St Alban's | St Alban's Outfall | St Alban's | Newfoundland and Labrador | Municipal or another local authority | Municipal or another local authority | Continuous | Quarterly | Quarterly | 0 | 811.4 | 123774 | 90 | 43 | 25 | 18 | 27 | 25 | 2 |  |  | Approved
28178 | 2023-Q2 | St Alban's | St Alban's Outfall | St Alban's | Newfoundland and Labrador | Municipal or another local authority | Municipal or another local authority | Continuous | Quarterly | Quarterly | 0 | 811.4 | 26947 | 91 | 42 | 25 | 17 | 23 | 25 | -2 |  |  | Approved
28178 | 2023-Q3 | St Alban's | St Alban's Outfall | St Alban's | Newfoundland and Labrador | Municipal or another local authority | Municipal or another local authority | Continuous | Quarterly | Quarterly | 0 | 811.4 | 48861 | 92 | 84 | 25 | 59 | 42 | 25 | 17 |  |  | Approved
28178 | 2023-Q4 | St Alban's | St Alban's Outfall | St Alban's | Newfoundland and Labrador | Municipal or another local authority | Municipal or another local authority | Continuous | Quarterly | Quarterly | 0 | 811.4 | 150736 | 92 | 49 | 25 | 24 | 39 | 25 | 14 |  |  | Approved
28178 | 2024-Q1 | St Alban's | St Alban's Outfall | St Alban's | Newfoundland and Labrador | Municipal or another local authority | Municipal or another local authority | Continuous | Quarterly | Quarterly | 0 | 959.8 | 80240 | 91 | 65 | 25 | 40 | 48 | 25 | 23 |  |  | Approved
28178 | 2024-Q2 | St Alban's | St Alban's Outfall | St Alban's | Newfoundland and Labrador | Municipal or another local authority | Municipal or another local authority | Continuous | Quarterly | Quarterly | 0 | 959.8 | 240258 | 91 | 23 | 25 | -2 | 18 | 25 | -7 |  |  | Approved
28178 | 2024-Q3 | St Alban's | St Alban's Outfall | St Alban's | Newfoundland and Labrador | Municipal or another local authority | Municipal or another local authority | Continuous | Quarterly | Quarterly | 0 | 959.8 | 96262 | 92 | 103 | 25 | 78 | 88 | 25 | 63 |  |  | Approved
28178 | 2024-Q4 | St Alban's | St Alban's Outfall | St Alban's | Newfoundland and Labrador | Municipal or another local authority | Municipal or another local authority | Continuous | Quarterly | Quarterly | 0 | 959.8 | 148040 | 92 | 50 | 25 | 25 | 49 | 25 | 24 |  |  | Approved
28191 | 2015-Q4 | Town of Wabana | Wabana Outfall | Wabana | Newfoundland and Labrador | Municipal or another local authority | Municipal or another local authority | Continuous | Quarterly | Quarterly | 0 | 300 | 58212 | 80 | 38 | 25 | 13 | 38 | 25 | 13 |  |  | Approved
28191 | 2016-Q1 | Town of Wabana | Wabana Outfall | Wabana | Newfoundland and Labrador | Municipal or another local authority | Municipal or another local authority | Continuous | Quarterly | Quarterly | 0 | 300 | 107198 | 91 | 8 | 25 | -17 | 15 | 25 | -10 |  |  | Approved
28191 | 2016-Q2 | Town of Wabana | Wabana Outfall | Wabana | Newfoundland and Labrador | Municipal or another local authority | Municipal or another local authority | Continuous | Quarterly | Quarterly | 0 | 300 | 221302 | 91 | 239 | 25 | 214 | 114 | 25 | 89 |  |  | Approved
28191 | 2016-Q3 | Town of Wabana | Wabana Outfall | Wabana | Newfoundland and Labrador | Municipal or another local authority | Municipal or another local authority | Continuous | Quarterly | Quarterly | 0 | 300 | 81420 | 92 | 63 | 25 | 38 | 65 | 25 | 40 |  |  | Approved
28191 | 2016-Q4 | Town of Wabana | Wabana Outfall | Wabana | Newfoundland and Labrador | Municipal or another local authority | Municipal or another local authority | Continuous | Quarterly | Quarterly | 0 | 300 | 260597 | 92 | 13 | 25 | -12 | 41 | 25 | 16 |  |  | Approved
28191 | 2017-Q1 | Town of Wabana | Wabana Outfall | Wabana | Newfoundland and Labrador | Municipal or another local authority | Municipal or another local authority | Continuous | Quarterly | Quarterly | 0 | 1832 | 231565 | 90 | 42 | 25 | 17 | 11 | 25 | -14 |  |  | Approved
28191 | 2017-Q2 | Town of Wabana | Wabana Outfall | Wabana | Newfoundland and Labrador | Municipal or another local authority | Municipal or another local authority | Continuous | Quarterly | Quarterly | 0 | 1832 | 149993 | 91 | 24 | 25 | -1 | 47 | 25 | 22 |  |  | Approved
28191 | 2017-Q3 | Town of Wabana | Wabana Outfall | Wabana | Newfoundland and Labrador | Municipal or another local authority | Municipal or another local authority | Continuous | Quarterly | Quarterly | 0 | 1832 | 165467 | 92 | 19 | 25 | -6 | 41 | 25 | 16 |  |  | Approved
28191 | 2017-Q4 | Town of Wabana | Wabana Outfall | Wabana | Newfoundland and Labrador | Municipal or another local authority | Municipal or another local authority | Continuous | Quarterly | Quarterly | 0 | 1832 | 169128 | 92 | 31 | 25 | 6 | 29 | 25 | 4 |  |  | Approved
28191 | 2018-Q1 | Town of Wabana | Wabana Outfall | Wabana | Newfoundland and Labrador | Municipal or another local authority | Municipal or another local authority | Continuous | Quarterly | Quarterly | 0 | 1962.1 | 182451 | 90 | 31 | 25 | 6 | 34 | 25 | 9 |  |  | Approved
28191 | 2018-Q2 | Town of Wabana | Wabana Outfall | Wabana | Newfoundland and Labrador | Municipal or another local authority | Municipal or another local authority | Continuous | Quarterly | Quarterly | 0 | 1962.1 | 145782 | 91 | 46 | 25 | 21 | 39 | 25 | 14 |  |  | Approved
28191 | 2018-Q3 | Town of Wabana | Wabana Outfall | Wabana | Newfoundland and Labrador | Municipal or another local authority | Municipal or another local authority | Continuous | Quarterly | Quarterly | 0 | 1962.1 | 91080 | 92 | 105 | 25 | 80 | 43 | 25 | 18 |  |  | Approved
28191 | 2018-Q4 | Town of Wabana | Wabana Outfall | Wabana | Newfoundland and Labrador | Municipal or another local authority | Municipal or another local authority | Continuous | Quarterly | Quarterly | 0 | 1962.1 | 169117.1 | 92 | 91 | 25 | 66 | 90 | 25 | 65 |  |  | Approved
28191 | 2019-Q1 | Town of Wabana | Wabana Outfall | Wabana | Newfoundland and Labrador | Municipal or another local authority | Municipal or another local authority | Continuous | Quarterly | Quarterly | 0 | 1612.1 | 139176 | 90 | 97 | 25 | 72 | 108 | 25 | 83 |  |  | Approved
28191 | 2019-Q2 | Town of Wabana | Wabana Outfall | Wabana | Newfoundland and Labrador | Municipal or another local authority | Municipal or another local authority | Continuous | Quarterly | Quarterly | 0 | 1612.1 | 96654 | 91 | 111 | 25 | 86 | 119 | 25 | 94 |  |  | Approved
28191 | 2019-Q3 | Town of Wabana | Wabana Outfall | Wabana | Newfoundland and Labrador | Municipal or another local authority | Municipal or another local authority | Continuous | Quarterly | Quarterly | 0 | 1612.1 | 60356 | 92 | 76 | 25 | 51 | 52 | 25 | 27 |  |  | Approved
28191 | 2019-Q4 | Town of Wabana | Wabana Outfall | Wabana | Newfoundland and Labrador | Municipal or another local authority | Municipal or another local authority | Continuous | Quarterly | Quarterly | 0 | 1612.1 | 131999 | 92 | 91 | 25 | 66 | 144 | 25 | 119 |  |  | Approved
28191 | 2020-Q1 | Town of Wabana | Wabana Outfall | Wabana | Newfoundland and Labrador | Municipal or another local authority | Municipal or another local authority | Continuous | Quarterly | Quarterly | 0 | 1173.1 | 149260 | 91 | 63 | 25 | 38 | 25 | 25 | 0 |  |  | Approved
28191 | 2020-Q2 | Town of Wabana | Wabana Outfall | Wabana | Newfoundland and Labrador | Municipal or another local authority | Municipal or another local authority | Continuous | Quarterly | Quarterly | 0 | 1173.1 | 203840 | 91 | 75 | 25 | 50 | 47 | 25 | 22 |  |  | Approved
28191 | 2020-Q3 | Town of Wabana | Wabana Outfall | Wabana | Newfoundland and Labrador | Municipal or another local authority | Municipal or another local authority | Continuous | Quarterly | Quarterly | 0 | 1173.1 | 57605 | 92 | 89 | 25 | 64 | 84 | 25 | 59 |  |  | Approved
28191 | 2020-Q4 | Town of Wabana | Wabana Outfall | Wabana | Newfoundland and Labrador | Municipal or another local authority | Municipal or another local authority | Continuous | Quarterly | Quarterly | 0 | 1173.1 | 112449 | 92 | 86 | 25 | 61 | 97 | 25 | 72 |  |  | Approved
28191 | 2021-Q1 | Town of Wabana | Wabana Outfall | Wabana | Newfoundland and Labrador | Municipal or another local authority | Municipal or another local authority | Continuous | Quarterly | Quarterly | 0 | 1429.4 | 162119 | 90 | 49 | 25 | 24 | 38 | 25 | 13 |  |  | Approved
28191 | 2021-Q2 | Town of Wabana | Wabana Outfall | Wabana | Newfoundland and Labrador | Municipal or another local authority | Municipal or another local authority | Continuous | Quarterly | Quarterly | 0 | 1429.4 | 142747 | 91 | 90 | 25 | 65 | 56 | 25 | 31 |  |  | Approved
28191 | 2021-Q3 | Town of Wabana | Wabana Outfall | Wabana | Newfoundland and Labrador | Municipal or another local authority | Municipal or another local authority | Continuous | Quarterly | Quarterly | 0 | 1429.4 | 37740 | 92 | 59 | 25 | 34 | 94 | 25 | 69 |  |  | Approved
28191 | 2021-Q4 | Town of Wabana | Wabana Outfall | Wabana | Newfoundland and Labrador | Municipal or another local authority | Municipal or another local authority | Continuous | Quarterly | Quarterly | 0 | 1429.4 | 159620 | 92 | 78 | 25 | 53 | 52 | 25 | 27 |  |  | Approved
28191 | 2022-Q1 | Town of Wabana | Wabana Outfall | Wabana | Newfoundland and Labrador | Municipal or another local authority | Municipal or another local authority | Continuous | Quarterly | Quarterly | 0 | 1376 | 202801 | 90 | 77 | 25 | 52 | 73 | 25 | 48 |  |  | Approved
28191 | 2022-Q2 | Town of Wabana | Wabana Outfall | Wabana | Newfoundland and Labrador | Municipal or another local authority | Municipal or another local authority | Continuous | Quarterly | Quarterly | 0 | 1376 | 130539 | 91 | 88 | 25 | 63 | 104 | 25 | 79 |  |  | Approved
28191 | 2022-Q3 | Town of Wabana | Wabana Outfall | Wabana | Newfoundland and Labrador | Municipal or another local authority | Municipal or another local authority | Continuous | Quarterly | Quarterly | 0 | 1376 | 63063 | 92 | 176 | 25 | 151 | 144 | 25 | 119 |  |  | Approved
28191 | 2022-Q4 | Town of Wabana | Wabana Outfall | Wabana | Newfoundland and Labrador | Municipal or another local authority | Municipal or another local authority | Continuous | Quarterly | Quarterly | 0 | 1376 | 168192 | 92 | 90 | 25 | 65 | 84 | 25 | 59 |  |  | Approved
28191 | 2023-Q1 | Town of Wabana | Wabana Outfall | Wabana | Newfoundland and Labrador | Municipal or another local authority | Municipal or another local authority | Continuous | Quarterly | Quarterly | 0 | 1546.8 | 249221 | 90 | 40 | 25 | 15 | 23 | 25 | -2 |  |  | Approved
28191 | 2023-Q2 | Town of Wabana | Wabana Outfall | Wabana | Newfoundland and Labrador | Municipal or another local authority | Municipal or another local authority | Continuous | Quarterly | Quarterly | 0 | 1546.8 | 228908 | 91 | 36 | 25 | 11 | 86 | 25 | 61 |  |  | Approved
28191 | 2023-Q3 | Town of Wabana | Wabana Outfall | Wabana | Newfoundland and Labrador | Municipal or another local authority | Municipal or another local authority | Continuous | Quarterly | Quarterly | 0 | 1546.8 | 72438 | 92 | 159 | 25 | 134 | 99 | 25 | 74 |  |  | Approved
28191 | 2023-Q4 | Town of Wabana | Wabana Outfall | Wabana | Newfoundland and Labrador | Municipal or another local authority | Municipal or another local authority | Continuous | Quarterly | Quarterly | 0 | 1546.8 | 98085 | 92 | 116 | 25 | 91 | 138 | 25 | 113 |  |  | Approved
28191 | 2024-annuel/annual | Town of Wabana | Wabana Outfall | Wabana | Newfoundland and Labrador | Municipal or another local authority | Municipal or another local authority | Continuous | Annually | Annually | 0 | 1777.1 | 662552 | 366 | 73.8 | 44 | 29.8 | 82.7 | 51 | 31.7 |  |  | Approved
28192 | 2015-Q4 | Town of Bishop's Falls | Sunset Drive Wastewater Treatment System | Bishop's Falls | Newfoundland and Labrador | Municipal or another local authority | Municipal or another local authority | Continuous | Quarterly | Quarterly | 0 | 3500 | 0 | 0 | 0 | 25 | -25 | 0 | 25 | -25 |  |  | Approved
28192 | 2016-Q1 | Town of Bishop's Falls | Sunset Drive Wastewater Treatment System | Bishop's Falls | Newfoundland and Labrador | Municipal or another local authority | Municipal or another local authority | Continuous | Quarterly | Quarterly | 0 | 3500 | 0 | 0 | 0 | 25 | -25 | 0 | 25 | -25 |  |  | Approved
28192 | 2016-Q2 | Town of Bishop's Falls | Sunset Drive Wastewater Treatment System | Bishop's Falls | Newfoundland and Labrador | Municipal or another local authority | Municipal or another local authority | Continuous | Quarterly | Quarterly | 0 | 3500 | 2751 | 91 | 21 | 25 | -4 | 8 | 25 | -17 |  |  | Approved
28192 | 2016-Q3 | Town of Bishop's Falls | Sunset Drive Wastewater Treatment System | Bishop's Falls | Newfoundland and Labrador | Municipal or another local authority | Municipal or another local authority | Continuous | Quarterly | Quarterly | 0 | 3500 | 167356 | 92 | 13 | 25 | -12 | 9 | 25 | -16 |  |  | Approved
28192 | 2016-Q4 | Town of Bishop's Falls | Sunset Drive Wastewater Treatment System | Bishop's Falls | Newfoundland and Labrador | Municipal or another local authority | Municipal or another local authority | Continuous | Quarterly | Quarterly | 0 | 3500 | 236761 | 92 | 6 | 25 | -19 | 3 | 25 | -22 |  |  | Approved
28192 | 2017-Q1 | Town of Bishop's Falls | Sunset Drive Wastewater Treatment System | Bishop's Falls | Newfoundland and Labrador | Municipal or another local authority | Municipal or another local authority | Continuous | Quarterly | Quarterly | 0 | 1111.7 | 142090 | 90 | 30 | 25 | 5 | 4.5 | 25 | -20.5 |  |  | Approved
28192 | 2017-Q2 | Town of Bishop's Falls | Sunset Drive Wastewater Treatment System | Bishop's Falls | Newfoundland and Labrador | Municipal or another local authority | Municipal or another local authority | Continuous | Quarterly | Quarterly | 0 | 1111.7 | 290331 | 91 | 18.5 | 25 | -6.5 | 2.5 | 25 | -22.5 |  |  | Approved
28192 | 2017-Q3 | Town of Bishop's Falls | Sunset Drive Wastewater Treatment System | Bishop's Falls | Newfoundland and Labrador | Municipal or another local authority | Municipal or another local authority | Continuous | Quarterly | Quarterly | 0 | 1111.7 | 163192 | 92 | 1.2 | 25 | -23.8 | 11 | 25 | -14 |  |  | Approved
28192 | 2017-Q4 | Town of Bishop's Falls | Sunset Drive Wastewater Treatment System | Bishop's Falls | Newfoundland and Labrador | Municipal or another local authority | Municipal or another local authority | Continuous | Quarterly | Quarterly | 0 | 1111.7 | 168796 | 92 | 11.1 | 25 | -13.9 | 3.8 | 25 | -21.2 |  |  | Approved
28192 | 2018-Q1 | Town of Bishop's Falls | Sunset Drive Wastewater Treatment System | Bishop's Falls | Newfoundland and Labrador | Municipal or another local authority | Municipal or another local authority | Continuous | Quarterly | Quarterly | 0 | 1111.7 | 227925 | 90 | 19 | 25 | -6 | 4 | 25 | -21 |  |  | Approved
28192 | 2018-Q2 | Town of Bishop's Falls | Sunset Drive Wastewater Treatment System | Bishop's Falls | Newfoundland and Labrador | Municipal or another local authority | Municipal or another local authority | Continuous | Quarterly | Quarterly | 0 | 1111.7 | 313736 | 91 | 7 | 25 | -18 | 2.3 | 25 | -22.7 |  |  | Approved
28192 | 2018-Q3 | Town of Bishop's Falls | Sunset Drive Wastewater Treatment System | Bishop's Falls | Newfoundland and Labrador | Municipal or another local authority | Municipal or another local authority | Continuous | Quarterly | Quarterly | 0 | 1111.7 | 179121 | 92 | 5 | 25 | -20 | 2.3 | 25 | -22.7 |  |  | Approved
28192 | 2018-Q4 | Town of Bishop's Falls | Sunset Drive Wastewater Treatment System | Bishop's Falls | Newfoundland and Labrador | Municipal or another local authority | Municipal or another local authority | Continuous | Quarterly | Quarterly | 0 | 1111.7 | 312181 | 92 | 8 | 25 | -17 | 0 | 25 | -25 |  |  | Approved
28192 | 2019-Q1 | Town of Bishop's Falls | Sunset Drive Wastewater Treatment System | Bishop's Falls | Newfoundland and Labrador | Municipal or another local authority | Municipal or another local authority | Continuous | Quarterly | Quarterly | 0 | 2830 | 208982 | 90 | 20.3 | 25 | -4.7 | 3.3 | 25 | -21.7 |  |  | Approved
28192 | 2019-Q2 | Town of Bishop's Falls | Sunset Drive Wastewater Treatment System | Bishop's Falls | Newfoundland and Labrador | Municipal or another local authority | Municipal or another local authority | Continuous | Quarterly | Quarterly | 0 | 2830 | 252304 | 91 | 9 | 25 | -16 | 3.4 | 25 | -21.6 |  |  | Approved
28192 | 2019-Q3 | Town of Bishop's Falls | Sunset Drive Wastewater Treatment System | Bishop's Falls | Newfoundland and Labrador | Municipal or another local authority | Municipal or another local authority | Continuous | Quarterly | Quarterly | 0 | 2830 | 152122 | 92 | 6.3 | 25 | -18.7 | 2 | 25 | -23 |  |  | Approved
28192 | 2019-Q4 | Town of Bishop's Falls | Sunset Drive Wastewater Treatment System | Bishop's Falls | Newfoundland and Labrador | Municipal or another local authority | Municipal or another local authority | Continuous | Quarterly | Quarterly | 0 | 2830 | 268125 | 92 | 3 | 25 | -22 | 2 | 25 | -23 |  |  | Approved
28192 | 2020-Q1 | Town of Bishop's Falls | Sunset Drive Wastewater Treatment System | Bishop's Falls | Newfoundland and Labrador | Municipal or another local authority | Municipal or another local authority | Continuous | Quarterly | Quarterly | 0 | 2830 | 177791 | 90 | 11.3 | 25 | -13.7 | 8 | 25 | -17 |  |  | Approved
28192 | 2020-Q2 | Town of Bishop's Falls | Sunset Drive Wastewater Treatment System | Bishop's Falls | Newfoundland and Labrador | Municipal or another local authority | Municipal or another local authority | Continuous | Quarterly | Quarterly | 0 | 2830 | 254343 | 91 | 14.5 | 25 | -10.5 | 3 | 25 | -22 |  |  | Approved
28192 | 2020-Q3 | Town of Bishop's Falls | Sunset Drive Wastewater Treatment System | Bishop's Falls | Newfoundland and Labrador | Municipal or another local authority | Municipal or another local authority | Continuous | Quarterly | Quarterly | 0 | 2830 | 146051 | 91 | 11.1 | 25 | -13.9 | 3 | 25 | -22 |  |  | Approved
28192 | 2020-Q4 | Town of Bishop's Falls | Sunset Drive Wastewater Treatment System | Bishop's Falls | Newfoundland and Labrador | Municipal or another local authority | Municipal or another local authority | Continuous | Quarterly | Quarterly | 0 | 2830 | 184190 | 92 | 9 | 25 | -16 | 3 | 25 | -22 |  |  | Approved
28192 | 2021-Q1 | Town of Bishop's Falls | Sunset Drive Wastewater Treatment System | Bishop's Falls | Newfoundland and Labrador | Municipal or another local authority | Municipal or another local authority | Continuous | Quarterly | Quarterly | 0 | 2083 | 216841 | 90 | 10.8 | 25 | -14.2 | 3.3 | 25 | -21.7 |  |  | Approved
28192 | 2021-Q2 | Town of Bishop's Falls | Sunset Drive Wastewater Treatment System | Bishop's Falls | Newfoundland and Labrador | Municipal or another local authority | Municipal or another local authority | Continuous | Quarterly | Quarterly | 0 | 2083 | 199558 | 91 | 7 | 25 | -18 | 3 | 25 | -22 |  |  | Approved
28192 | 2021-Q3 | Town of Bishop's Falls | Sunset Drive Wastewater Treatment System | Bishop's Falls | Newfoundland and Labrador | Municipal or another local authority | Municipal or another local authority | Continuous | Quarterly | Quarterly | 0 | 2083 | 91563 | 92 | 8 | 25 | -17 | 5.2 | 25 | -19.8 |  |  | Approved
28192 | 2021-Q4 | Town of Bishop's Falls | Sunset Drive Wastewater Treatment System | Bishop's Falls | Newfoundland and Labrador | Municipal or another local authority | Municipal or another local authority | Continuous | Quarterly | Quarterly | 0 | 2083 | 118877 | 92 | 5.6 | 25 | -19.4 | 2.1 | 25 | -22.9 |  |  | Approved
28192 | 2022-Q1 | Town of Bishop's Falls | Sunset Drive Wastewater Treatment System | Bishop's Falls | Newfoundland and Labrador | Municipal or another local authority | Municipal or another local authority | Continuous | Quarterly | Quarterly | 0 | 1717.4 | 161625 | 90 | 6.1 | 25 | -18.9 | 3 | 25 | -22 |  |  | Approved
28192 | 2022-Q2 | Town of Bishop's Falls | Sunset Drive Wastewater Treatment System | Bishop's Falls | Newfoundland and Labrador | Municipal or another local authority | Municipal or another local authority | Continuous | Quarterly | Quarterly | 0 | 1717.4 | 200952 | 91 | 5.8 | 25 | -19.2 | 3 | 25 | -22 |  |  | Approved
28192 | 2022-Q3 | Town of Bishop's Falls | Sunset Drive Wastewater Treatment System | Bishop's Falls | Newfoundland and Labrador | Municipal or another local authority | Municipal or another local authority | Continuous | Quarterly | Quarterly | 0 | 1717.4 | 91563 | 92 | 6.6 | 25 | -18.4 | 3 | 25 | -22 |  |  | Approved
28192 | 2022-Q4 | Town of Bishop's Falls | Sunset Drive Wastewater Treatment System | Bishop's Falls | Newfoundland and Labrador | Municipal or another local authority | Municipal or another local authority | Continuous | Quarterly | Quarterly | 0 | 1717.4 | 214109 | 92 | 6.4 | 25 | -18.6 | 3 | 25 | -22 |  |  | Approved
28192 | 2023-Q1 | Town of Bishop's Falls | Sunset Drive Wastewater Treatment System | Bishop's Falls | Newfoundland and Labrador | Municipal or another local authority | Municipal or another local authority | Continuous | Quarterly | Quarterly | 0 | 1717.4 | 265649 | 90 | 8.9 | 25 | -16.1 | 8.7 | 25 | -16.3 |  |  | Approved
28192 | 2023-Q2 | Town of Bishop's Falls | Sunset Drive Wastewater Treatment System | Bishop's Falls | Newfoundland and Labrador | Municipal or another local authority | Municipal or another local authority | Continuous | Quarterly | Quarterly | 0 | 1717.4 | 222787 | 91 | 5.7 | 25 | -19.3 | 7.5 | 25 | -17.5 |  |  | Approved
28192 | 2023-Q3 | Town of Bishop's Falls | Sunset Drive Wastewater Treatment System | Bishop's Falls | Newfoundland and Labrador | Municipal or another local authority | Municipal or another local authority | Continuous | Quarterly | Quarterly | 0 | 1717.4 | 167128 | 91 | 6 | 25 | -19 | 5 | 25 | -20 |  |  | Approved
28192 | 2024-Q1 | Town of Bishop's Falls | Sunset Drive Wastewater Treatment System | Bishop's Falls | Newfoundland and Labrador | Municipal or another local authority | Municipal or another local authority | Continuous | Quarterly | Quarterly | 0 | 1717.4 | 1 | 91 | 13.6 | 25 | -11.4 | 5 | 25 | -20 |  |  | Approved
28192 | 2024-Q2 | Town of Bishop's Falls | Sunset Drive Wastewater Treatment System | Bishop's Falls | Newfoundland and Labrador | Municipal or another local authority | Municipal or another local authority | Continuous | Quarterly | Quarterly | 0 | 1717.4 | 274711 | 91 | 6.6 | 25 | -18.4 | 5 | 25 | -20 |  |  | Approved
28192 | 2024-Q3 | Town of Bishop's Falls | Sunset Drive Wastewater Treatment System | Bishop's Falls | Newfoundland and Labrador | Municipal or another local authority | Municipal or another local authority | Continuous | Quarterly | Quarterly | 0 | 1717.4 | 124774 | 92 | 6.7 | 25 | -18.3 | 5.3 | 25 | -19.7 |  |  | Approved
28192 | 2024-Q4 | Town of Bishop's Falls | Sunset Drive Wastewater Treatment System | Bishop's Falls | Newfoundland and Labrador | Municipal or another local authority | Municipal or another local authority | Continuous | Quarterly | Quarterly | 0 | 1717.4 | 242211 | 92 | 5.6 | 25 | -19.4 | 5 | 25 | -20 |  |  | Approved
28193 | 2016-Q2 | The Town of Humber Arm South | Main St Outfall | Benoit's Cove | Newfoundland and Labrador | Municipal or another local authority | Municipal or another local authority | Continuous | Quarterly | Quarterly | 0 | 250 | 25589 | 91 | 44 | 25 | 19 | 34 | 25 | 9 |  |  | Approved
28193 | 2016-Q3 | The Town of Humber Arm South | Main St Outfall | Benoit's Cove | Newfoundland and Labrador | Municipal or another local authority | Municipal or another local authority | Continuous | Quarterly | Quarterly | 0 | 250 | 23542 | 92 | 4 | 25 | -21 | 14 | 25 | -11 |  |  | Approved
28193 | 2016-Q4 | The Town of Humber Arm South | Main St Outfall | Benoit's Cove | Newfoundland and Labrador | Municipal or another local authority | Municipal or another local authority | Continuous | Quarterly | Quarterly | 0 | 250 | 33120 | 92 | 22 | 25 | -3 | 29 | 25 | 4 |  |  | Approved
28193 | 2017-Q1 | The Town of Humber Arm South | Main St Outfall | Benoit's Cove | Newfoundland and Labrador | Municipal or another local authority | Municipal or another local authority | Continuous | Quarterly | Quarterly | 0 | 250 | 43154 | 90 | 28 | 25 | 3 | 13 | 25 | -12 |  |  | Approved
28193 | 2017-Q2 | The Town of Humber Arm South | Main St Outfall | Benoit's Cove | Newfoundland and Labrador | Municipal or another local authority | Municipal or another local authority | Continuous | Quarterly | Quarterly | 0 | 250 | 36400 | 91 | 22 | 25 | -3 | 45 | 25 | 20 |  |  | Approved
28193 | 2017-Q3 | The Town of Humber Arm South | Main St Outfall | Benoit's Cove | Newfoundland and Labrador | Municipal or another local authority | Municipal or another local authority | Continuous | Quarterly | Quarterly | 0 | 250 | 29442 | 92 | 24 | 25 | -1 | 51 | 25 | 26 |  |  | Approved
28193 | 2017-Q4 | The Town of Humber Arm South | Main St Outfall | Benoit's Cove | Newfoundland and Labrador | Municipal or another local authority | Municipal or another local authority | Continuous | Quarterly | Quarterly | 0 | 250 | 12332 | 92 | 30 | 25 | 5 | 25 | 25 | 0 |  |  | Approved
28193 | 2018-Q1 | The Town of Humber Arm South | Main St Outfall | Benoit's Cove | Newfoundland and Labrador | Municipal or another local authority | Municipal or another local authority | Continuous | Quarterly | Quarterly | 0 | 332.4 | 27576 | 90 | 59 | 25 | 34 | 89 | 25 | 64 |  |  | Approved
28193 | 2018-Q2 | The Town of Humber Arm South | Main St Outfall | Benoit's Cove | Newfoundland and Labrador | Municipal or another local authority | Municipal or another local authority | Continuous | Quarterly | Quarterly | 0 | 332.4 | 26725 | 91 | 43 | 25 | 18 | 48 | 25 | 23 |  |  | Approved
28193 | 2018-Q3 | The Town of Humber Arm South | Main St Outfall | Benoit's Cove | Newfoundland and Labrador | Municipal or another local authority | Municipal or another local authority | Continuous | Quarterly | Quarterly | 0 | 332.4 | 25452 | 92 | 151 | 25 | 126 | 204 | 25 | 179 |  |  | Approved
28193 | 2018-Q4 | The Town of Humber Arm South | Main St Outfall | Benoit's Cove | Newfoundland and Labrador | Municipal or another local authority | Municipal or another local authority | Continuous | Quarterly | Quarterly | 0 | 332.4 | 52936.3 | 92 | 58 | 25 | 33 | 56 | 25 | 31 |  |  | Approved
28193 | 2019-Q1 | The Town of Humber Arm South | Main St Outfall | Benoit's Cove | Newfoundland and Labrador | Municipal or another local authority | Municipal or another local authority | Continuous | Quarterly | Quarterly | 0 | 363.5 | 18706 | 90 | 158 | 25 | 133 | 147 | 25 | 122 |  |  | Approved
28193 | 2019-Q3 | The Town of Humber Arm South | Main St Outfall | Benoit's Cove | Newfoundland and Labrador | Municipal or another local authority | Municipal or another local authority | Continuous | Quarterly | Quarterly | 0 | 363.5 | 180835 | 91 | 120 | 25 | 95 | 339 | 25 | 314 |  |  | Approved
28193 | 2019-Q4 | The Town of Humber Arm South | Main St Outfall | Benoit's Cove | Newfoundland and Labrador | Municipal or another local authority | Municipal or another local authority | Continuous | Quarterly | Quarterly | 0 | 363.5 | 15552 | 90 | 92 | 25 | 67 | 54 | 25 | 29 |  |  | Approved
28193 | 2020-Q1 | The Town of Humber Arm South | Main St Outfall | Benoit's Cove | Newfoundland and Labrador | Municipal or another local authority | Municipal or another local authority | Continuous | Quarterly | Quarterly | 0 | 363.5 | 31104 | 90 | 106 | 25 | 81 | 161 | 25 | 136 |  |  | Approved
28193 | 2020-Q2 | The Town of Humber Arm South | Main St Outfall | Benoit's Cove | Newfoundland and Labrador | Municipal or another local authority | Municipal or another local authority | Continuous | Quarterly | Quarterly | 0 | 363.5 | 38880 | 90 | 55.9 | 25 | 30.9 | 248.3 | 25 | 223.3 |  |  | Approved
28193 | 2020-Q3 | The Town of Humber Arm South | Main St Outfall | Benoit's Cove | Newfoundland and Labrador | Municipal or another local authority | Municipal or another local authority | Continuous | Quarterly | Quarterly | 0 | 363.5 | 25944 | 91 | 80.6 | 25 | 55.6 | 163 | 25 | 138 |  |  | Approved
28193 | 2020-Q4 | The Town of Humber Arm South | Main St Outfall | Benoit's Cove | Newfoundland and Labrador | Municipal or another local authority | Municipal or another local authority | Continuous | Quarterly | Quarterly | 0 | 363.5 | 31104 | 90 | 28 | 25 | 3 | 27 | 25 | 2 |  |  | Approved
28193 | 2021-Q1 | The Town of Humber Arm South | Main St Outfall | Benoit's Cove | Newfoundland and Labrador | Municipal or another local authority | Municipal or another local authority | Continuous | Quarterly | Quarterly | 0 | 347.1 | 31104 | 90 | 54.5 | 25 | 29.5 | 48.5 | 25 | 23.5 |  |  | Approved
28193 | 2021-Q2 | The Town of Humber Arm South | Main St Outfall | Benoit's Cove | Newfoundland and Labrador | Municipal or another local authority | Municipal or another local authority | Continuous | Quarterly | Quarterly | 0 | 347.1 | 132192 | 90 | 51 | 25 | 26 | 80 | 25 | 55 |  |  | Approved
28193 | 2021-Q3 | The Town of Humber Arm South | Main St Outfall | Benoit's Cove | Newfoundland and Labrador | Municipal or another local authority | Municipal or another local authority | Continuous | Quarterly | Quarterly | 0 | 347.1 | 46656 | 90 | 121 | 25 | 96 | 83 | 25 | 58 |  |  | Approved
28193 | 2021-Q4 | The Town of Humber Arm South | Main St Outfall | Benoit's Cove | Newfoundland and Labrador | Municipal or another local authority | Municipal or another local authority | Continuous | Quarterly | Quarterly | 0 | 347.1 | 27216 | 90 | 43 | 25 | 18 | 63 | 25 | 38 |  |  | Approved
28193 | 2022-Q1 | The Town of Humber Arm South | Main St Outfall | Benoit's Cove | Newfoundland and Labrador | Municipal or another local authority | Municipal or another local authority | Continuous | Quarterly | Quarterly | 0 | 649.8 | 69984 | 90 | 33.3 | 25 | 8.3 | 48.3 | 25 | 23.3 |  |  | Approved
28193 | 2022-Q2 | The Town of Humber Arm South | Main St Outfall | Benoit's Cove | Newfoundland and Labrador | Municipal or another local authority | Municipal or another local authority | Continuous | Quarterly | Quarterly | 0 | 649.8 | 69984 | 90 | 57.1 | 25 | 32.1 | 48.7 | 25 | 23.7 |  |  | Approved
28193 | 2022-Q3 | The Town of Humber Arm South | Main St Outfall | Benoit's Cove | Newfoundland and Labrador | Municipal or another local authority | Municipal or another local authority | Continuous | Quarterly | Quarterly | 0 | 649.8 | 171000 | 90 | 54.3 | 25 | 29.3 | 201.7 | 25 | 176.7 |  |  | Approved
28193 | 2022-Q4 | The Town of Humber Arm South | Main St Outfall | Benoit's Cove | Newfoundland and Labrador | Municipal or another local authority | Municipal or another local authority | Continuous | Quarterly | Quarterly | 0 | 649.8 | 62208 | 90 | 89.3 | 25 | 64.3 | 126.7 | 25 | 101.7 |  |  | Approved
28193 | 2023-Q1 | Marion Evoy | Main St Outfall | Benoit's Cove | Newfoundland and Labrador | Municipal or another local authority | Municipal or another local authority | Continuous | Quarterly | Quarterly | 0 | 1022.4 | 108864 | 90 | 93.4 | 25 | 68.4 | 94 | 25 | 69 |  |  | Approved
28193 | 2023-Q2 | Marion Evoy | Main St Outfall | Benoit's Cove | Newfoundland and Labrador | Municipal or another local authority | Municipal or another local authority | Continuous | Quarterly | Quarterly | 0 | 1022.4 | 186624 | 90 | 80 | 25 | 55 | 63 | 25 | 38 |  |  | Approved
28193 | 2023-Q3 | Marion Evoy | Main St Outfall | Benoit's Cove | Newfoundland and Labrador | Municipal or another local authority | Municipal or another local authority | Continuous | Quarterly | Quarterly | 0 | 1022.4 | 108864 | 90 | 93.4 | 25 | 68.4 | 94 | 25 | 69 |  |  | Approved
28193 | 2023-Q4 | Marion Evoy | Main St Outfall | Benoit's Cove | Newfoundland and Labrador | Municipal or another local authority | Municipal or another local authority | Continuous | Quarterly | Quarterly | 0 | 1022.4 | 435456 | 90 | 245 | 25 | 220 | 506 | 25 | 481 |  |  | Approved
28193 | 2024-Q1 | Marion Evoy | Main St Outfall | Benoit's Cove | Newfoundland and Labrador | Municipal or another local authority | Municipal or another local authority | Continuous | Quarterly | Quarterly | 0 | 2300.8 | 264384 | 90 | 179 | 25 | 154 | 258 | 25 | 233 |  |  | Approved
28193 | 2024-Q2 | Marion Evoy | Main St Outfall | Benoit's Cove | Newfoundland and Labrador | Municipal or another local authority | Municipal or another local authority | Continuous | Quarterly | Quarterly | 0 | 2300.8 | 388800 | 90 | 269 | 25 | 244 | 138 | 25 | 113 |  |  | Approved
28193 | 2024-Q3 | Marion Evoy | Main St Outfall | Benoit's Cove | Newfoundland and Labrador | Municipal or another local authority | Municipal or another local authority | Continuous | Quarterly | Quarterly | 0 | 2300.8 | 132192 | 90 | 33 | 25 | 8 | 30 | 25 | 5 |  |  | Approved
28193 | 2024-Q4 | Marion Evoy | Main St Outfall | Benoit's Cove | Newfoundland and Labrador | Municipal or another local authority | Municipal or another local authority | Continuous | Quarterly | Quarterly | 0 | 2300.8 | 31104 | 90 | 38 | 25 | 13 | 41 | 25 | 16 |  |  | Approved
28194 | 2015-Q4 | The Town of Humber Arm South | Side Outfall | Benoit's Cove | Newfoundland and Labrador | Municipal or another local authority | Municipal or another local authority | Continuous | Quarterly | Quarterly | 0 | 250 | 16064 | 82 | 71 | 25 | 46 | 64 | 25 | 39 |  |  | Approved
28194 | 2016-Q2 | The Town of Humber Arm South | Side Outfall | Benoit's Cove | Newfoundland and Labrador | Municipal or another local authority | Municipal or another local authority | Continuous | Quarterly | Quarterly | 0 | 250 | 5765 | 91 | 37 | 25 | 12 | 37 | 25 | 12 |  |  | Approved
28194 | 2016-Q3 | The Town of Humber Arm South | Side Outfall | Benoit's Cove | Newfoundland and Labrador | Municipal or another local authority | Municipal or another local authority | Continuous | Quarterly | Quarterly | 0 | 250 | 4062 | 92 | 2 | 25 | -23 | 21 | 25 | -4 |  |  | Approved
28194 | 2016-Q4 | The Town of Humber Arm South | Side Outfall | Benoit's Cove | Newfoundland and Labrador | Municipal or another local authority | Municipal or another local authority | Continuous | Quarterly | Quarterly | 0 | 250 | 24428 | 92 | 25 | 25 | 0 | 30 | 25 | 5 |  |  | Approved
28194 | 2017-Q1 | The Town of Humber Arm South | Side Outfall | Benoit's Cove | Newfoundland and Labrador | Municipal or another local authority | Municipal or another local authority | Continuous | Quarterly | Quarterly | 0 | 250 | 31556 | 90 | 29 | 25 | 4 | 16 | 25 | -9 |  |  | Approved
28194 | 2017-Q2 | The Town of Humber Arm South | Side Outfall | Benoit's Cove | Newfoundland and Labrador | Municipal or another local authority | Municipal or another local authority | Continuous | Quarterly | Quarterly | 0 | 250 | 33442 | 91 | 21 | 25 | -4 | 44 | 25 | 19 |  |  | Approved
28194 | 2017-Q3 | The Town of Humber Arm South | Side Outfall | Benoit's Cove | Newfoundland and Labrador | Municipal or another local authority | Municipal or another local authority | Continuous | Quarterly | Quarterly | 0 | 250 | 11871 | 92 | 33 | 25 | 8 | 35 | 25 | 10 |  |  | Approved
28194 | 2017-Q4 | The Town of Humber Arm South | Side Outfall | Benoit's Cove | Newfoundland and Labrador | Municipal or another local authority | Municipal or another local authority | Continuous | Quarterly | Quarterly | 0 | 250 | 24188 | 92 | 38 | 25 | 13 | 40 | 25 | 15 |  |  | Approved
28194 | 2018-Q1 | The Town of Humber Arm South | Side Outfall | Benoit's Cove | Newfoundland and Labrador | Municipal or another local authority | Municipal or another local authority | Continuous | Quarterly | Quarterly | 0 | 276.9 | 32907 | 90 | 21 | 25 | -4 | 19 | 25 | -6 |  |  | Approved
28194 | 2018-Q2 | The Town of Humber Arm South | Side Outfall | Benoit's Cove | Newfoundland and Labrador | Municipal or another local authority | Municipal or another local authority | Continuous | Quarterly | Quarterly | 0 | 276.9 | 17869 | 91 | 53 | 25 | 28 | 54 | 25 | 29 |  |  | Approved
28194 | 2018-Q3 | The Town of Humber Arm South | Side Outfall | Benoit's Cove | Newfoundland and Labrador | Municipal or another local authority | Municipal or another local authority | Continuous | Quarterly | Quarterly | 0 | 276.9 | 5101 | 92 | 199 | 25 | 174 | 175 | 25 | 150 |  |  | Approved
28194 | 2018-Q4 | The Town of Humber Arm South | Side Outfall | Benoit's Cove | Newfoundland and Labrador | Municipal or another local authority | Municipal or another local authority | Continuous | Quarterly | Quarterly | 0 | 276.9 | 11200.5 | 92 | 86 | 25 | 61 | 75 | 25 | 50 |  |  | Approved
28194 | 2019-Q1 | The Town of Humber Arm South | Side Outfall | Benoit's Cove | Newfoundland and Labrador | Municipal or another local authority | Municipal or another local authority | Continuous | Quarterly | Quarterly | 0 | 183.8 | 10736 | 90 | 152 | 25 | 127 | 59 | 25 | 34 |  |  | Approved
28194 | 2019-Q3 | The Town of Humber Arm South | Side Outfall | Benoit's Cove | Newfoundland and Labrador | Municipal or another local authority | Municipal or another local authority | Continuous | Quarterly | Quarterly | 0 | 183.8 | 34232 | 91 | 69 | 25 | 44 | 80 | 25 | 55 |  |  | Approved
28194 | 2019-Q4 | The Town of Humber Arm South | Side Outfall | Benoit's Cove | Newfoundland and Labrador | Municipal or another local authority | Municipal or another local authority | Continuous | Quarterly | Quarterly | 0 | 183.8 | 57542 | 90 | 26 | 25 | 1 | 12 | 25 | -13 |  |  | Approved
28194 | 2020-Q1 | The Town of Humber Arm South | Side Outfall | Benoit's Cove | Newfoundland and Labrador | Municipal or another local authority | Municipal or another local authority | Continuous | Quarterly | Quarterly | 0 | 183.8 | 50077 | 90 | 12 | 25 | -13 | 40 | 25 | 15 |  |  | Approved
28194 | 2020-Q2 | The Town of Humber Arm South | Side Outfall | Benoit's Cove | Newfoundland and Labrador | Municipal or another local authority | Municipal or another local authority | Continuous | Quarterly | Quarterly | 0 | 183.8 | 85536 | 90 | 58.6 | 25 | 33.6 | 108 | 25 | 83 |  |  | Approved
28194 | 2020-Q3 | The Town of Humber Arm South | Side Outfall | Benoit's Cove | Newfoundland and Labrador | Municipal or another local authority | Municipal or another local authority | Continuous | Quarterly | Quarterly | 0 | 183.8 | 39312 | 91 | 122.2 | 25 | 97.2 | 232.7 | 25 | 207.7 |  |  | Approved
28194 | 2020-Q4 | The Town of Humber Arm South | Side Outfall | Benoit's Cove | Newfoundland and Labrador | Municipal or another local authority | Municipal or another local authority | Continuous | Quarterly | Quarterly | 0 | 183.8 | 62208 | 90 | 32 | 25 | 7 | 21 | 25 | -4 |  |  | Approved
28194 | 2021-Q1 | The Town of Humber Arm South | Side Outfall | Benoit's Cove | Newfoundland and Labrador | Municipal or another local authority | Municipal or another local authority | Continuous | Quarterly | Quarterly | 0 | 647.9 | 66400 | 90 | 29.4 | 25 | 4.4 | 9 | 25 | -16 |  |  | Approved
28194 | 2021-Q2 | The Town of Humber Arm South | Side Outfall | Benoit's Cove | Newfoundland and Labrador | Municipal or another local authority | Municipal or another local authority | Continuous | Quarterly | Quarterly | 0 | 647.9 | 78180 | 90 | 30 | 25 | 5 | 57 | 25 | 32 |  |  | Approved
28194 | 2021-Q3 | The Town of Humber Arm South | Side Outfall | Benoit's Cove | Newfoundland and Labrador | Municipal or another local authority | Municipal or another local authority | Continuous | Quarterly | Quarterly | 0 | 647.9 | 116640 | 90 | 45 | 25 | 20 | 50 | 25 | 25 |  |  | Approved
28194 | 2021-Q4 | The Town of Humber Arm South | Side Outfall | Benoit's Cove | Newfoundland and Labrador | Municipal or another local authority | Municipal or another local authority | Continuous | Quarterly | Quarterly | 0 | 647.9 | 85536 | 90 | 39 | 25 | 14 | 17 | 25 | -8 |  |  | Approved
28194 | 2022-Q1 | The Town of Humber Arm South | Side Outfall | Benoit's Cove | Newfoundland and Labrador | Municipal or another local authority | Municipal or another local authority | Continuous | Quarterly | Quarterly | 0 | 950 | 101088 | 90 | 57.7 | 25 | 32.7 | 43.3 | 25 | 18.3 |  |  | Approved
28194 | 2022-Q2 | The Town of Humber Arm South | Side Outfall | Benoit's Cove | Newfoundland and Labrador | Municipal or another local authority | Municipal or another local authority | Continuous | Quarterly | Quarterly | 0 | 950 | 77760 | 90 | 53.4 | 25 | 28.4 | 32.7 | 25 | 7.7 |  |  | Approved
28194 | 2022-Q3 | The Town of Humber Arm South | Side Outfall | Benoit's Cove | Newfoundland and Labrador | Municipal or another local authority | Municipal or another local authority | Continuous | Quarterly | Quarterly | 0 | 950 | 69984 | 90 | 49.9 | 25 | 24.9 | 52.7 | 25 | 27.7 |  |  | Approved
28194 | 2022-Q4 | The Town of Humber Arm South | Side Outfall | Benoit's Cove | Newfoundland and Labrador | Municipal or another local authority | Municipal or another local authority | Continuous | Quarterly | Quarterly | 0 | 950 | 77760 | 90 | 31.1 | 25 | 6.1 | 26 | 25 | 1 |  |  | Approved
28194 | 2023-Q1 | Marion Evoy | Side Outfall | Benoit's Cove | Newfoundland and Labrador | Municipal or another local authority | Municipal or another local authority | Continuous | Quarterly | Quarterly | 0 | 894.8 | 80870 | 90 | 32.2 | 25 | 7.2 | 30.7 | 25 | 5.7 |  |  | Approved
28194 | 2023-Q2 | Marion Evoy | Side Outfall | Benoit's Cove | Newfoundland and Labrador | Municipal or another local authority | Municipal or another local authority | Continuous | Quarterly | Quarterly | 0 | 894.8 | 85536 | 90 | 51 | 25 | 26 | 31 | 25 | 6 |  |  | Approved
28194 | 2023-Q3 | Marion Evoy | Side Outfall | Benoit's Cove | Newfoundland and Labrador | Municipal or another local authority | Municipal or another local authority | Continuous | Quarterly | Quarterly | 0 | 894.8 | 80870 | 90 | 32.2 | 25 | 7.2 | 30.7 | 25 | 5.7 |  |  | Approved
28194 | 2023-Q4 | Marion Evoy | Side Outfall | Benoit's Cove | Newfoundland and Labrador | Municipal or another local authority | Municipal or another local authority | Continuous | Quarterly | Quarterly | 0 | 894.8 | 139698 | 90 | 63 | 25 | 38 | 47 | 25 | 22 |  |  | Approved
28194 | 2024-Q1 | Marion Evoy | Side Outfall | Benoit's Cove | Newfoundland and Labrador | Municipal or another local authority | Municipal or another local authority | Continuous | Quarterly | Quarterly | 0 | 1060.2 | 93312 | 90 | 23 | 25 | -2 | 49 | 25 | 24 |  |  | Approved
28194 | 2024-Q2 | Marion Evoy | Side Outfall | Benoit's Cove | Newfoundland and Labrador | Municipal or another local authority | Municipal or another local authority | Continuous | Quarterly | Quarterly | 0 | 1060.2 | 77760 | 90 | 43 | 25 | 18 | 64 | 25 | 39 |  |  | Approved
28194 | 2024-Q3 | Marion Evoy | Side Outfall | Benoit's Cove | Newfoundland and Labrador | Municipal or another local authority | Municipal or another local authority | Continuous | Quarterly | Quarterly | 0 | 1060.2 | 38880 | 90 | 122 | 25 | 97 | 126 | 25 | 101 |  |  | Approved
28194 | 2024-Q4 | Marion Evoy | Side Outfall | Benoit's Cove | Newfoundland and Labrador | Municipal or another local authority | Municipal or another local authority | Continuous | Quarterly | Quarterly | 0 | 1060.2 | 155520 | 90 | 38 | 25 | 13 | 24 | 25 | -1 |  |  | Approved
28321 | 2015-Q4 | Town of Mount Moriah | Mount Moriah Outfall | Mount Moriah | Newfoundland and Labrador | Municipal or another local authority | Municipal or another local authority | Continuous | Quarterly | Quarterly | 0 | 700 | 30064 | 80 | 171 | 25 | 146 | 224 | 25 | 199 |  |  | Approved
28321 | 2016-Q1 | Town of Mount Moriah | Mount Moriah Outfall | Mount Moriah | Newfoundland and Labrador | Municipal or another local authority | Municipal or another local authority | Continuous | Quarterly | Quarterly | 0 | 700 | 127396 | 91 | 69 | 25 | 44 | 98 | 25 | 73 |  |  | Approved
28321 | 2016-Q2 | Town of Mount Moriah | Mount Moriah Outfall | Mount Moriah | Newfoundland and Labrador | Municipal or another local authority | Municipal or another local authority | Continuous | Quarterly | Quarterly | 0 | 700 | 90275 | 91 | 4 | 25 | -21 | 20 | 25 | -5 |  |  | Approved
28321 | 2016-Q3 | Town of Mount Moriah | Mount Moriah Outfall | Mount Moriah | Newfoundland and Labrador | Municipal or another local authority | Municipal or another local authority | Continuous | Quarterly | Quarterly | 0 | 700 | 79792 | 92 | 4 | 25 | -21 | 20 | 25 | -5 |  |  | Approved
28321 | 2016-Q4 | Town of Mount Moriah | Mount Moriah Outfall | Mount Moriah | Newfoundland and Labrador | Municipal or another local authority | Municipal or another local authority | Continuous | Quarterly | Quarterly | 0 | 700 | 46473 | 92 | 20 | 25 | -5 | 25 | 25 | 0 |  |  | Approved
28321 | 2017-Q1 | Town of Mount Moriah | Mount Moriah Outfall | Mount Moriah | Newfoundland and Labrador | Municipal or another local authority | Municipal or another local authority | Continuous | Quarterly | Quarterly | 0 | 939.7 | 15572 | 90 | 24 | 25 | -1 | 15 | 25 | -10 |  |  | Approved
28321 | 2017-Q2 | Town of Mount Moriah | Mount Moriah Outfall | Mount Moriah | Newfoundland and Labrador | Municipal or another local authority | Municipal or another local authority | Continuous | Quarterly | Quarterly | 0 | 939.7 | 190800 | 91 | 20 | 25 | -5 | 35 | 25 | 10 |  |  | Approved
28321 | 2017-Q3 | Town of Mount Moriah | Mount Moriah Outfall | Mount Moriah | Newfoundland and Labrador | Municipal or another local authority | Municipal or another local authority | Continuous | Quarterly | Quarterly | 0 | 939.7 | 60924 | 92 | 37 | 25 | 12 | 44 | 25 | 19 |  |  | Approved
28321 | 2017-Q4 | Town of Mount Moriah | Mount Moriah Outfall | Mount Moriah | Newfoundland and Labrador | Municipal or another local authority | Municipal or another local authority | Continuous | Quarterly | Quarterly | 0 | 939.7 | 238765 | 92 | 32 | 25 | 7 | 20 | 25 | -5 |  |  | Approved
28321 | 2018-Q1 | Town of Mount Moriah | Mount Moriah Outfall | Mount Moriah | Newfoundland and Labrador | Municipal or another local authority | Municipal or another local authority | Continuous | Quarterly | Quarterly | 0 | 1386.5 | 160560 | 90 | 61 | 25 | 36 | 43 | 25 | 18 |  |  | Approved
28321 | 2018-Q2 | Town of Mount Moriah | Mount Moriah Outfall | Mount Moriah | Newfoundland and Labrador | Municipal or another local authority | Municipal or another local authority | Continuous | Quarterly | Quarterly | 0 | 1386.5 | 86814 | 91 | 77 | 25 | 52 | 75 | 25 | 50 |  |  | Approved
28321 | 2018-Q3 | Town of Mount Moriah | Mount Moriah Outfall | Mount Moriah | Newfoundland and Labrador | Municipal or another local authority | Municipal or another local authority | Continuous | Quarterly | Quarterly | 0 | 1386.5 | 70829 | 92 | 77 | 25 | 52 | 75 | 25 | 50 |  |  | Approved
28321 | 2018-Q4 | Town of Mount Moriah | Mount Moriah Outfall | Mount Moriah | Newfoundland and Labrador | Municipal or another local authority | Municipal or another local authority | Continuous | Quarterly | Quarterly | 0 | 1386.5 | 144706.9 | 92 | 114 | 25 | 89 | 213 | 25 | 188 |  |  | Approved
28321 | 2019-Q1 | Town of Mount Moriah | Mount Moriah Outfall | Mount Moriah | Newfoundland and Labrador | Municipal or another local authority | Municipal or another local authority | Continuous | Quarterly | Quarterly | 0 | 1268.2 | 133534 | 90 | 147 | 25 | 122 | 220 | 25 | 195 |  |  | Approved
28321 | 2019-Q2 | Town of Mount Moriah | Mount Moriah Outfall | Mount Moriah | Newfoundland and Labrador | Municipal or another local authority | Municipal or another local authority | Continuous | Quarterly | Quarterly | 0 | 1268.2 | 222241 | 91 | 8 | 25 | -17 | 34 | 25 | 9 |  |  | Approved
28321 | 2019-Q3 | Town of Mount Moriah | Mount Moriah Outfall | Mount Moriah | Newfoundland and Labrador | Municipal or another local authority | Municipal or another local authority | Continuous | Quarterly | Quarterly | 0 | 1268.2 | 165110 | 91 | 33 | 25 | 8 | 481 | 25 | 456 |  |  | Approved
28321 | 2019-Q4 | Town of Mount Moriah | Mount Moriah Outfall | Mount Moriah | Newfoundland and Labrador | Municipal or another local authority | Municipal or another local authority | Continuous | Quarterly | Quarterly | 0 | 1268.2 | 124416 | 90 | 30 | 25 | 5 | 71 | 25 | 46 |  |  | Approved
28321 | 2020-Q1 | Town of Mount Moriah | Mount Moriah Outfall | Mount Moriah | Newfoundland and Labrador | Municipal or another local authority | Municipal or another local authority | Continuous | Quarterly | Quarterly | 0 | 1767.9 | 69984 | 90 | 210 | 25 | 185 | 120 | 25 | 95 |  |  | Approved
28321 | 2020-Q2 | Town of Mount Moriah | Mount Moriah Outfall | Mount Moriah | Newfoundland and Labrador | Municipal or another local authority | Municipal or another local authority | Continuous | Quarterly | Quarterly | 0 | 1767.9 | 62208 | 90 | 44 | 25 | 19 | 78.7 | 25 | 53.7 |  |  | Approved
28321 | 2020-Q3 | Town of Mount Moriah | Mount Moriah Outfall | Mount Moriah | Newfoundland and Labrador | Municipal or another local authority | Municipal or another local authority | Continuous | Quarterly | Quarterly | 0 | 1767.9 | 86486 | 91 | 54.3 | 25 | 29.3 | 97 | 25 | 72 |  |  | Approved
28321 | 2020-Q4 | Town of Mount Moriah | Mount Moriah Outfall | Mount Moriah | Newfoundland and Labrador | Municipal or another local authority | Municipal or another local authority | Continuous | Quarterly | Quarterly | 0 | 1767.9 | 77760 | 90 | 53 | 25 | 28 | 50 | 25 | 25 |  |  | Approved
28321 | 2021-Q1 | Town of Mount Moriah | Mount Moriah Outfall | Mount Moriah | Newfoundland and Labrador | Municipal or another local authority | Municipal or another local authority | Continuous | Quarterly | Quarterly | 0 | 809.9 | 132192 | 90 | 59.6 | 25 | 34.6 | 40.3 | 25 | 15.3 |  |  | Approved
28321 | 2021-Q2 | Town of Mount Moriah | Mount Moriah Outfall | Mount Moriah | Newfoundland and Labrador | Municipal or another local authority | Municipal or another local authority | Continuous | Quarterly | Quarterly | 0 | 809.9 | 77760 | 90 | 73 | 25 | 48 | 52 | 25 | 27 |  |  | Approved
28321 | 2021-Q3 | Town of Mount Moriah | Mount Moriah Outfall | Mount Moriah | Newfoundland and Labrador | Municipal or another local authority | Municipal or another local authority | Continuous | Quarterly | Quarterly | 0 | 809.9 | 77400 | 90 | 45.5 | 25 | 20.5 | 40 | 25 | 15 |  |  | Approved
28321 | 2021-Q4 | Town of Mount Moriah | Mount Moriah Outfall | Mount Moriah | Newfoundland and Labrador | Municipal or another local authority | Municipal or another local authority | Continuous | Quarterly | Quarterly | 0 | 809.9 | 93312 | 90 | 39 | 25 | 14 | 49 | 25 | 24 |  |  | Approved
28321 | 2022-Q1 | Town of Mount Moriah | Mount Moriah Outfall | Mount Moriah | Newfoundland and Labrador | Municipal or another local authority | Municipal or another local authority | Continuous | Quarterly | Quarterly | 0 | 1042.9 | 85536 | 90 | 50.1 | 25 | 25.1 | 24.3 | 25 | -0.7 |  |  | Approved
28321 | 2022-Q2 | Town of Mount Moriah | Mount Moriah Outfall | Mount Moriah | Newfoundland and Labrador | Municipal or another local authority | Municipal or another local authority | Continuous | Quarterly | Quarterly | 0 | 1042.9 | 85536 | 90 | 50.7 | 25 | 25.7 | 81.3 | 25 | 56.3 |  |  | Approved
28321 | 2022-Q3 | Town of Mount Moriah | Mount Moriah Outfall | Mount Moriah | Newfoundland and Labrador | Municipal or another local authority | Municipal or another local authority | Continuous | Quarterly | Quarterly | 0 | 1042.9 | 155520 | 90 | 106 | 25 | 81 | 29.7 | 25 | 4.7 |  |  | Approved
28321 | 2022-Q4 | Town of Mount Moriah | Mount Moriah Outfall | Mount Moriah | Newfoundland and Labrador | Municipal or another local authority | Municipal or another local authority | Continuous | Quarterly | Quarterly | 0 | 1042.9 | 93312 | 90 | 56.3 | 25 | 31.3 | 30.3 | 25 | 5.3 |  |  | Approved
28321 | 2023-Q1 | Town of Mount Moriah | Mount Moriah Outfall | Mount Moriah | Newfoundland and Labrador | Municipal or another local authority | Municipal or another local authority | Continuous | Quarterly | Quarterly | 0 | 1150.4 | 73872 | 90 | 37.6 | 25 | 12.6 | 21.3 | 25 | -3.7 |  |  | Approved
28321 | 2023-Q2 | Town of Mount Moriah | Mount Moriah Outfall | Mount Moriah | Newfoundland and Labrador | Municipal or another local authority | Municipal or another local authority | Continuous | Quarterly | Quarterly | 0 | 1150.4 | 93312 | 90 | 66 | 25 | 41 | 45 | 25 | 20 |  |  | Approved
28321 | 2023-Q3 | Town of Mount Moriah | Mount Moriah Outfall | Mount Moriah | Newfoundland and Labrador | Municipal or another local authority | Municipal or another local authority | Continuous | Quarterly | Quarterly | 0 | 1150.4 | 73872 | 90 | 37.6 | 25 | 12.6 | 21.3 | 25 | -3.7 |  |  | Approved
28321 | 2023-Q4 | Town of Mount Moriah | Mount Moriah Outfall | Mount Moriah | Newfoundland and Labrador | Municipal or another local authority | Municipal or another local authority | Continuous | Quarterly | Quarterly | 0 | 1150.4 | 101088 | 90 | 52.3 | 25 | 27.3 | 24 | 25 | -1 |  |  | Approved
28321 | 2024-Q1 | Town of Mount Moriah | Mount Moriah Outfall | Mount Moriah | Newfoundland and Labrador | Municipal or another local authority | Municipal or another local authority | Continuous | Quarterly | Quarterly | 0 | 937.4 | 147744 | 90 | 58 | 25 | 33 | 33 | 25 | 8 |  |  | Approved
28321 | 2024-Q2 | Town of Mount Moriah | Mount Moriah Outfall | Mount Moriah | Newfoundland and Labrador | Municipal or another local authority | Municipal or another local authority | Continuous | Quarterly | Quarterly | 0 | 937.4 | 155520 | 90 | 84 | 25 | 59 | 100 | 25 | 75 |  |  | Approved
28321 | 2024-Q3 | Town of Mount Moriah | Mount Moriah Outfall | Mount Moriah | Newfoundland and Labrador | Municipal or another local authority | Municipal or another local authority | Continuous | Quarterly | Quarterly | 0 | 937.4 | 116640 | 90 | 91 | 25 | 66 | 43 | 25 | 18 |  |  | Approved
28321 | 2024-Q4 | Town of Mount Moriah | Mount Moriah Outfall | Mount Moriah | Newfoundland and Labrador | Municipal or another local authority | Municipal or another local authority | Continuous | Quarterly | Quarterly | 0 | 937.4 | 163296 | 90 | 31 | 25 | 6 | 18 | 25 | -7 |  |  | Approved
28333 | 2015-Q2 | Town of Salmon Cove | Salmon Cove Outfall | Salmon Cove | Newfoundland and Labrador | Municipal or another local authority | Municipal or another local authority | Continuous | Quarterly | Quarterly | 0 | 480 | 24689 | 51 | 32 | 25 | 7 | 24 | 25 | -1 |  |  | Approved
28333 | 2015-Q3 | Town of Salmon Cove | Salmon Cove Outfall | Salmon Cove | Newfoundland and Labrador | Municipal or another local authority | Municipal or another local authority | Continuous | Quarterly | Quarterly | 0 | 480 | 44050 | 92 | 29 | 25 | 4 | 43 | 25 | 18 |  |  | Approved
28333 | 2015-Q4 | Town of Salmon Cove | Salmon Cove Outfall | Salmon Cove | Newfoundland and Labrador | Municipal or another local authority | Municipal or another local authority | Continuous | Quarterly | Quarterly | 0 | 480 | 57918 | 92 | 26 | 25 | 1 | 7 | 25 | -18 |  |  | Approved
28333 | 2016-Q1 | Town of Salmon Cove | Salmon Cove Outfall | Salmon Cove | Newfoundland and Labrador | Municipal or another local authority | Municipal or another local authority | Continuous | Quarterly | Quarterly | 0 | 480 | 87301 | 91 | 12 | 25 | -13 | 22 | 25 | -3 |  |  | Approved
28333 | 2016-Q2 | Town of Salmon Cove | Salmon Cove Outfall | Salmon Cove | Newfoundland and Labrador | Municipal or another local authority | Municipal or another local authority | Continuous | Quarterly | Quarterly | 0 | 480 | 69198 | 91 | 262 | 25 | 237 | 102 | 25 | 77 |  |  | Approved
28333 | 2016-Q3 | Town of Salmon Cove | Salmon Cove Outfall | Salmon Cove | Newfoundland and Labrador | Municipal or another local authority | Municipal or another local authority | Continuous | Quarterly | Quarterly | 0 | 480 | 20080 | 92 | 24 | 25 | -1 | 36 | 25 | 11 |  |  | Approved
28333 | 2016-Q4 | Town of Salmon Cove | Salmon Cove Outfall | Salmon Cove | Newfoundland and Labrador | Municipal or another local authority | Municipal or another local authority | Continuous | Quarterly | Quarterly | 0 | 480 | 110584 | 92 | 6 | 25 | -19 | 30 | 25 | 5 |  |  | Approved
28333 | 2017-Q1 | Town of Salmon Cove | Salmon Cove Outfall | Salmon Cove | Newfoundland and Labrador | Municipal or another local authority | Municipal or another local authority | Continuous | Quarterly | Quarterly | 0 | 784.6 | 105633 | 90 | 29 | 25 | 4 | 19 | 25 | -6 |  |  | Approved
28333 | 2017-Q2 | Town of Salmon Cove | Salmon Cove Outfall | Salmon Cove | Newfoundland and Labrador | Municipal or another local authority | Municipal or another local authority | Continuous | Quarterly | Quarterly | 0 | 784.6 | 96042 | 91 | 28 | 25 | 3 | 56 | 25 | 31 |  |  | Approved
28333 | 2017-Q3 | Town of Salmon Cove | Salmon Cove Outfall | Salmon Cove | Newfoundland and Labrador | Municipal or another local authority | Municipal or another local authority | Continuous | Quarterly | Quarterly | 0 | 784.6 | 64233 | 92 | 20 | 25 | -5 | 26 | 25 | 1 |  |  | Approved
28333 | 2017-Q4 | Town of Salmon Cove | Salmon Cove Outfall | Salmon Cove | Newfoundland and Labrador | Municipal or another local authority | Municipal or another local authority | Continuous | Quarterly | Quarterly | 0 | 784.6 | 60677 | 92 | 22 | 25 | -3 | 41 | 25 | 16 |  |  | Approved
28333 | 2018-Q1 | Town of Salmon Cove | Salmon Cove Outfall | Salmon Cove | Newfoundland and Labrador | Municipal or another local authority | Municipal or another local authority | Continuous | Quarterly | Quarterly | 0 | 894.8 | 84794 | 90 | 28 | 25 | 3 | 14 | 25 | -11 |  |  | Approved
28333 | 2018-Q2 | Town of Salmon Cove | Salmon Cove Outfall | Salmon Cove | Newfoundland and Labrador | Municipal or another local authority | Municipal or another local authority | Continuous | Quarterly | Quarterly | 0 | 894.8 | 92893 | 91 | 45 | 25 | 20 | 48 | 25 | 23 |  |  | Approved
28333 | 2018-Q3 | Town of Salmon Cove | Salmon Cove Outfall | Salmon Cove | Newfoundland and Labrador | Municipal or another local authority | Municipal or another local authority | Continuous | Quarterly | Quarterly | 0 | 894.8 | 92893 | 92 | 45 | 25 | 20 | 48 | 25 | 23 |  |  | Approved
28333 | 2018-Q4 | Town of Salmon Cove | Salmon Cove Outfall | Salmon Cove | Newfoundland and Labrador | Municipal or another local authority | Municipal or another local authority | Continuous | Quarterly | Quarterly | 0 | 894.8 | 88721.5 | 92 | 23 | 25 | -2 | 25 | 25 | 0 |  |  | Approved
28333 | 2019-Q1 | Town of Salmon Cove | Salmon Cove Outfall | Salmon Cove | Newfoundland and Labrador | Municipal or another local authority | Municipal or another local authority | Continuous | Quarterly | Quarterly | 0 | 984.4 | 69730 | 90 | 47 | 25 | 22 | 59 | 25 | 34 |  |  | Approved
28333 | 2019-Q2 | Town of Salmon Cove | Salmon Cove Outfall | Salmon Cove | Newfoundland and Labrador | Municipal or another local authority | Municipal or another local authority | Continuous | Quarterly | Quarterly | 0 | 984.4 | 70472 | 91 | 31 | 25 | 6 | 32 | 25 | 7 |  |  | Approved
28333 | 2019-Q3 | Town of Salmon Cove | Salmon Cove Outfall | Salmon Cove | Newfoundland and Labrador | Municipal or another local authority | Municipal or another local authority | Continuous | Quarterly | Quarterly | 0 | 984.4 | 58234 | 92 | 41 | 25 | 16 | 36 | 25 | 11 |  |  | Approved
28333 | 2019-Q4 | Town of Salmon Cove | Salmon Cove Outfall | Salmon Cove | Newfoundland and Labrador | Municipal or another local authority | Municipal or another local authority | Continuous | Quarterly | Quarterly | 0 | 984.4 | 84789 | 92 | 31 | 25 | 6 | 42 | 25 | 17 |  |  | Approved
28333 | 2020-Q1 | Town of Salmon Cove | Salmon Cove Outfall | Salmon Cove | Newfoundland and Labrador | Municipal or another local authority | Municipal or another local authority | Continuous | Quarterly | Quarterly | 0 | 776 | 74711 | 91 | 42 | 25 | 17 | 173 | 25 | 148 |  |  | Approved
28333 | 2020-Q2 | Town of Salmon Cove | Salmon Cove Outfall | Salmon Cove | Newfoundland and Labrador | Municipal or another local authority | Municipal or another local authority | Continuous | Quarterly | Quarterly | 0 | 776 | 98371 | 91 | 56 | 25 | 31 | 34 | 25 | 9 |  |  | Approved
28333 | 2020-Q3 | Town of Salmon Cove | Salmon Cove Outfall | Salmon Cove | Newfoundland and Labrador | Municipal or another local authority | Municipal or another local authority | Continuous | Quarterly | Quarterly | 0 | 776 | 59674 | 92 | 52 | 25 | 27 | 47 | 25 | 22 |  |  | Approved
28333 | 2020-Q4 | Town of Salmon Cove | Salmon Cove Outfall | Salmon Cove | Newfoundland and Labrador | Municipal or another local authority | Municipal or another local authority | Continuous | Quarterly | Quarterly | 0 | 776 | 68588 | 92 | 66 | 25 | 41 | 53 | 25 | 28 |  |  | Approved
28333 | 2021-Q1 | Town of Salmon Cove | Salmon Cove Outfall | Salmon Cove | Newfoundland and Labrador | Municipal or another local authority | Municipal or another local authority | Continuous | Quarterly | Quarterly | 0 | 823.3 | 68832 | 90 | 43 | 25 | 18 | 54 | 25 | 29 |  |  | Approved
28333 | 2021-Q2 | Town of Salmon Cove | Salmon Cove Outfall | Salmon Cove | Newfoundland and Labrador | Municipal or another local authority | Municipal or another local authority | Continuous | Quarterly | Quarterly | 0 | 823.3 | 59388 | 91 | 25 | 25 | 0 | 22 | 25 | -3 |  |  | Approved
28333 | 2021-Q3 | Town of Salmon Cove | Salmon Cove Outfall | Salmon Cove | Newfoundland and Labrador | Municipal or another local authority | Municipal or another local authority | Continuous | Quarterly | Quarterly | 0 | 823.3 | 39169 | 92 | 108 | 25 | 83 | 41 | 25 | 16 |  |  | Approved
28333 | 2021-Q4 | Town of Salmon Cove | Salmon Cove Outfall | Salmon Cove | Newfoundland and Labrador | Municipal or another local authority | Municipal or another local authority | Continuous | Quarterly | Quarterly | 0 | 823.3 | 75858 | 92 | 58 | 25 | 33 | 47 | 25 | 22 |  |  | Approved
28333 | 2022-Q1 | Town of Salmon Cove | Salmon Cove Outfall | Salmon Cove | Newfoundland and Labrador | Municipal or another local authority | Municipal or another local authority | Continuous | Quarterly | Quarterly | 0 | 666.4 | 88395 | 90 | 48 | 25 | 23 | 50 | 25 | 25 |  |  | Approved
28333 | 2022-Q2 | Town of Salmon Cove | Salmon Cove Outfall | Salmon Cove | Newfoundland and Labrador | Municipal or another local authority | Municipal or another local authority | Continuous | Quarterly | Quarterly | 0 | 666.4 | 57282 | 91 | 51 | 25 | 26 | 56 | 25 | 31 |  |  | Approved
28333 | 2022-Q3 | Town of Salmon Cove | Salmon Cove Outfall | Salmon Cove | Newfoundland and Labrador | Municipal or another local authority | Municipal or another local authority | Continuous | Quarterly | Quarterly | 0 | 666.4 | 39898 | 92 | 102 | 25 | 77 | 74 | 25 | 49 |  |  | Approved
28333 | 2022-Q4 | Town of Salmon Cove | Salmon Cove Outfall | Salmon Cove | Newfoundland and Labrador | Municipal or another local authority | Municipal or another local authority | Continuous | Quarterly | Quarterly | 0 | 666.4 | 67215 | 92 | 56 | 25 | 31 | 44 | 25 | 19 |  |  | Approved
28333 | 2023-Q1 | Town of Salmon Cove | Salmon Cove Outfall | Salmon Cove | Newfoundland and Labrador | Municipal or another local authority | Municipal or another local authority | Continuous | Quarterly | Quarterly | 0 | 692.6 | 102236 | 90 | 30 | 25 | 5 | 194 | 25 | 169 |  |  | Approved
28333 | 2023-Q2 | Town of Salmon Cove | Salmon Cove Outfall | Salmon Cove | Newfoundland and Labrador | Municipal or another local authority | Municipal or another local authority | Continuous | Quarterly | Quarterly | 0 | 692.6 | 69116 | 91 | 39 | 25 | 14 | 22 | 25 | -3 |  |  | Approved
28333 | 2023-Q3 | Town of Salmon Cove | Salmon Cove Outfall | Salmon Cove | Newfoundland and Labrador | Municipal or another local authority | Municipal or another local authority | Continuous | Quarterly | Quarterly | 0 | 692.6 | 34824 | 92 | 41 | 25 | 16 | 40 | 25 | 15 |  |  | Approved
28333 | 2023-Q4 | Town of Salmon Cove | Salmon Cove Outfall | Salmon Cove | Newfoundland and Labrador | Municipal or another local authority | Municipal or another local authority | Continuous | Quarterly | Quarterly | 0 | 692.6 | 53794 | 92 | 34 | 25 | 9 | 34 | 25 | 9 |  |  | Approved
28333 | 2024-Q1 | Town of Salmon Cove | Salmon Cove Outfall | Salmon Cove | Newfoundland and Labrador | Municipal or another local authority | Municipal or another local authority | Continuous | Quarterly | Quarterly | 0 | 712.2 | 73735 | 91 | 43 | 25 | 18 | 213 | 25 | 188 |  |  | Approved
28333 | 2024-Q2 | Town of Salmon Cove | Salmon Cove Outfall | Salmon Cove | Newfoundland and Labrador | Municipal or another local authority | Municipal or another local authority | Continuous | Quarterly | Quarterly | 0 | 712.2 | 71448 | 91 | 152 | 25 | 127 | 154 | 25 | 129 |  |  | Approved
28333 | 2024-Q3 | Town of Salmon Cove | Salmon Cove Outfall | Salmon Cove | Newfoundland and Labrador | Municipal or another local authority | Municipal or another local authority | Continuous | Quarterly | Quarterly | 0 | 712.2 | 53270 | 92 | 54 | 25 | 29 | 86 | 25 | 61 |  |  | Approved
28333 | 2024-Q4 | Town of Salmon Cove | Salmon Cove Outfall | Salmon Cove | Newfoundland and Labrador | Municipal or another local authority | Municipal or another local authority | Continuous | Quarterly | Quarterly | 0 | 712.2 | 109500 | 92 | 47 | 25 | 22 | 66 | 25 | 41 |  |  | Approved
28338 | 2015-Q4 | Town of Botwood | Airbase Botwood 1 | Botwood | Newfoundland and Labrador | Municipal or another local authority | Municipal or another local authority | Continuous | Quarterly | Quarterly | 0 | 195 | 21667 | 77 | 62 | 25 | 37 | 34 | 25 | 9 |  |  | Approved
28338 | 2016-Q1 | Town of Botwood | Airbase Botwood 1 | Botwood | Newfoundland and Labrador | Municipal or another local authority | Municipal or another local authority | Continuous | Quarterly | Quarterly | 0 | 195 | 18043 | 91 | 59 | 25 | 34 | 39 | 25 | 14 |  |  | Approved
28338 | 2016-Q2 | Town of Botwood | Airbase Botwood 1 | Botwood | Newfoundland and Labrador | Municipal or another local authority | Municipal or another local authority | Continuous | Quarterly | Quarterly | 0 | 195 | 32616 | 91 | 48 | 25 | 23 | 30 | 25 | 5 |  |  | Approved
28338 | 2016-Q3 | Town of Botwood | Airbase Botwood 1 | Botwood | Newfoundland and Labrador | Municipal or another local authority | Municipal or another local authority | Continuous | Quarterly | Quarterly | 0 | 195 | 20956 | 92 | 21 | 25 | -4 | 35 | 25 | 10 |  |  | Approved
28338 | 2016-Q4 | Town of Botwood | Airbase Botwood 1 | Botwood | Newfoundland and Labrador | Municipal or another local authority | Municipal or another local authority | Continuous | Quarterly | Quarterly | 0 | 195 | 33459 | 92 | 33 | 25 | 8 | 60 | 25 | 35 |  |  | Approved
28338 | 2017-Q1 | Town of Botwood | Airbase Botwood 1 | Botwood | Newfoundland and Labrador | Municipal or another local authority | Municipal or another local authority | Continuous | Quarterly | Quarterly | 0 | 287.1 | 39193 | 90 | 12 | 25 | -13 | 0 | 25 | -25 |  |  | Approved
28338 | 2017-Q2 | Town of Botwood | Airbase Botwood 1 | Botwood | Newfoundland and Labrador | Municipal or another local authority | Municipal or another local authority | Continuous | Quarterly | Quarterly | 0 | 287.1 | 58525 | 91 | 30 | 25 | 5 | 41 | 25 | 16 |  |  | Approved
28338 | 2017-Q3 | Town of Botwood | Airbase Botwood 1 | Botwood | Newfoundland and Labrador | Municipal or another local authority | Municipal or another local authority | Continuous | Quarterly | Quarterly | 0 | 287.1 | 33760 | 92 | 32 | 25 | 7 | 53 | 25 | 28 |  |  | Approved
28338 | 2017-Q4 | Town of Botwood | Airbase Botwood 1 | Botwood | Newfoundland and Labrador | Municipal or another local authority | Municipal or another local authority | Continuous | Quarterly | Quarterly | 0 | 287.1 | 29659 | 92 | 55 | 25 | 30 | 65 | 25 | 40 |  |  | Approved
28338 | 2018-Q1 | Town of Botwood | Airbase Botwood 1 | Botwood | Newfoundland and Labrador | Municipal or another local authority | Municipal or another local authority | Continuous | Quarterly | Quarterly | 0 | 441.5 | 31806 | 90 | 74 | 25 | 49 | 49 | 25 | 24 |  |  | Approved
28338 | 2018-Q2 | Town of Botwood | Airbase Botwood 1 | Botwood | Newfoundland and Labrador | Municipal or another local authority | Municipal or another local authority | Continuous | Quarterly | Quarterly | 0 | 441.5 | 40459 | 91 | 166 | 25 | 141 | 141 | 25 | 116 |  |  | Approved
28338 | 2018-Q3 | Town of Botwood | Airbase Botwood 1 | Botwood | Newfoundland and Labrador | Municipal or another local authority | Municipal or another local authority | Continuous | Quarterly | Quarterly | 0 | 441.5 | 21631 | 92 | 118 | 25 | 93 | 73 | 25 | 48 |  |  | Approved
28338 | 2018-Q4 | Town of Botwood | Airbase Botwood 1 | Botwood | Newfoundland and Labrador | Municipal or another local authority | Municipal or another local authority | Continuous | Quarterly | Quarterly | 0 | 441.5 | 33432.8 | 92 | 102 | 25 | 77 | 95 | 25 | 70 |  |  | Approved
28338 | 2019-Q1 | Town of Botwood | Airbase Botwood 1 | Botwood | Newfoundland and Labrador | Municipal or another local authority | Municipal or another local authority | Continuous | Quarterly | Quarterly | 0 | 348.8 | 19693 | 90 | 166 | 25 | 141 | 109 | 25 | 84 |  |  | Approved
28338 | 2019-Q2 | Town of Botwood | Airbase Botwood 1 | Botwood | Newfoundland and Labrador | Municipal or another local authority | Municipal or another local authority | Continuous | Quarterly | Quarterly | 0 | 348.8 | 13650 | 91 | 55 | 25 | 30 | 49 | 25 | 24 |  |  | Approved
28338 | 2019-Q3 | Town of Botwood | Airbase Botwood 1 | Botwood | Newfoundland and Labrador | Municipal or another local authority | Municipal or another local authority | Continuous | Quarterly | Quarterly | 0 | 348.8 | 5629 | 92 | 90 | 25 | 65 | 74 | 25 | 49 |  |  | Approved
28338 | 2019-Q4 | Town of Botwood | Airbase Botwood 1 | Botwood | Newfoundland and Labrador | Municipal or another local authority | Municipal or another local authority | Continuous | Quarterly | Quarterly | 0 | 348.8 | 34993 | 92 | 78 | 25 | 53 | 76.5 | 25 | 51.5 |  |  | Approved
28338 | 2020-Q1 | Town of Botwood | Airbase Botwood 1 | Botwood | Newfoundland and Labrador | Municipal or another local authority | Municipal or another local authority | Continuous | Quarterly | Quarterly | 0 | 202.6 | 5688 | 91 | 53 | 25 | 28 | 71 | 25 | 46 |  |  | Approved
28338 | 2020-Q2 | Town of Botwood | Airbase Botwood 1 | Botwood | Newfoundland and Labrador | Municipal or another local authority | Municipal or another local authority | Continuous | Quarterly | Quarterly | 0 | 202.6 | 12638 | 91 | 114 | 25 | 89 | 117 | 25 | 92 |  |  | Approved
28338 | 2020-Q3 | Town of Botwood | Airbase Botwood 1 | Botwood | Newfoundland and Labrador | Municipal or another local authority | Municipal or another local authority | Continuous | Quarterly | Quarterly | 0 | 202.6 | 83880 | 92 | 106 | 25 | 81 | 81.3 | 25 | 56.3 |  |  | Approved
28338 | 2020-Q4 | Town of Botwood | Airbase Botwood 1 | Botwood | Newfoundland and Labrador | Municipal or another local authority | Municipal or another local authority | Continuous | Quarterly | Quarterly | 0 | 202.6 | 243142.9 | 92 | 77.4 | 25 | 52.4 | 68 | 25 | 43 |  |  | Approved
28338 | 2021-Q1 | Town of Botwood | Airbase Botwood 1 | Botwood | Newfoundland and Labrador | Municipal or another local authority | Municipal or another local authority | Continuous | Quarterly | Quarterly | 0 | 943.6 | 129293.5 | 90 | 99.2 | 25 | 74.2 | 140.5 | 25 | 115.5 |  |  | Approved
28338 | 2021-Q2 | Town of Botwood | Airbase Botwood 1 | Botwood | Newfoundland and Labrador | Municipal or another local authority | Municipal or another local authority | Continuous | Quarterly | Quarterly | 0 | 943.6 | 52423 | 91 | 52.7 | 25 | 27.7 | 133.6 | 25 | 108.6 |  |  | Approved
28338 | 2021-Q3 | Town of Botwood | Airbase Botwood 1 | Botwood | Newfoundland and Labrador | Municipal or another local authority | Municipal or another local authority | Continuous | Quarterly | Quarterly | 0 | 943.6 | 31278.7 | 92 | 76.6 | 25 | 51.6 | 92 | 25 | 67 |  |  | Approved
28338 | 2022-Q1 | Town of Botwood | Airbase Botwood 1 | Botwood | Newfoundland and Labrador | Municipal or another local authority | Municipal or another local authority | Continuous | Quarterly | Quarterly | 0 | 615.9 | 45134 | 90 | 66.5 | 25 | 41.5 | 133.5 | 25 | 108.5 |  |  | Approved
28338 | 2022-Q2 | Town of Botwood | Airbase Botwood 1 | Botwood | Newfoundland and Labrador | Municipal or another local authority | Municipal or another local authority | Continuous | Quarterly | Quarterly | 0 | 615.9 | 51313 | 91 | 72.7 | 25 | 47.7 | 217 | 25 | 192 |  |  | Approved
28338 | 2022-Q3 | Town of Botwood | Airbase Botwood 1 | Botwood | Newfoundland and Labrador | Municipal or another local authority | Municipal or another local authority | Continuous | Quarterly | Quarterly | 0 | 615.9 | 224673 | 92 | 99 | 25 | 74 | 115 | 25 | 90 |  |  | Approved
28338 | 2022-Q4 | Town of Botwood | Airbase Botwood 1 | Botwood | Newfoundland and Labrador | Municipal or another local authority | Municipal or another local authority | Continuous | Quarterly | Quarterly | 0 | 615.9 | 498512 | 92 | 63.9 | 25 | 38.9 | 44 | 25 | 19 |  |  | Approved
28338 | 2023-Q1 | Town of Botwood | Airbase Botwood 1 | Botwood | Newfoundland and Labrador | Municipal or another local authority | Municipal or another local authority | Continuous | Quarterly | Quarterly | 0 | 2245.6 | 64798 | 90 | 67.3 | 25 | 42.3 | 97 | 25 | 72 |  |  | Approved
28338 | 2023-Q2 | Town of Botwood | Airbase Botwood 1 | Botwood | Newfoundland and Labrador | Municipal or another local authority | Municipal or another local authority | Continuous | Quarterly | Quarterly | 0 | 2245.6 | 38791 | 91 | 77.4 | 25 | 52.4 | 112 | 25 | 87 |  |  | Approved
28338 | 2023-Q3 | Town of Botwood | Airbase Botwood 1 | Botwood | Newfoundland and Labrador | Municipal or another local authority | Municipal or another local authority | Continuous | Quarterly | Quarterly | 0 | 2245.6 | 113277 | 92 | 86.2 | 25 | 61.2 | 109 | 25 | 84 |  |  | Approved
28338 | 2024-Q1 | Town of Botwood | Airbase Botwood 1 | Botwood | Newfoundland and Labrador | Municipal or another local authority | Municipal or another local authority | Continuous | Quarterly | Quarterly | 0 | 903.7 | 78251 | 90 | 68.3 | 25 | 43.3 | 75 | 25 | 50 |  |  | Approved
28338 | 2024-Q2 | Town of Botwood | Airbase Botwood 1 | Botwood | Newfoundland and Labrador | Municipal or another local authority | Municipal or another local authority | Continuous | Quarterly | Quarterly | 0 | 903.7 | 33921 | 91 | 64.5 | 25 | 39.5 | 59 | 25 | 34 |  |  | Approved
28338 | 2024-Q3 | Town of Botwood | Airbase Botwood 1 | Botwood | Newfoundland and Labrador | Municipal or another local authority | Municipal or another local authority | Continuous | Quarterly | Quarterly | 0 | 903.7 | 89540 | 90 | 94 | 25 | 69 | 96.5 | 25 | 71.5 |  |  | Approved
28338 | 2024-Q4 | Town of Botwood | Airbase Botwood 1 | Botwood | Newfoundland and Labrador | Municipal or another local authority | Municipal or another local authority | Continuous | Quarterly | Quarterly | 0 | 903.7 | 84160 | 90 | 29.7 | 25 | 4.7 | 36.4 | 25 | 11.4 |  |  | Approved
28339 | 2015-Q4 | Town of Botwood | Hill Road Botwood 2 | Botwood | Newfoundland and Labrador | Municipal or another local authority | Municipal or another local authority | Continuous | Quarterly | Quarterly | 0 | 299 | 52258 | 77 | 106 | 25 | 81 | 106 | 25 | 81 |  |  | Approved
28339 | 2016-Q1 | Town of Botwood | Hill Road Botwood 2 | Botwood | Newfoundland and Labrador | Municipal or another local authority | Municipal or another local authority | Continuous | Quarterly | Quarterly | 0 | 299 | 56702 | 91 | 57 | 25 | 32 | 52 | 25 | 27 |  |  | Approved
28339 | 2016-Q2 | Town of Botwood | Hill Road Botwood 2 | Botwood | Newfoundland and Labrador | Municipal or another local authority | Municipal or another local authority | Continuous | Quarterly | Quarterly | 0 | 299 | 85143 | 91 | 65 | 25 | 40 | 83 | 25 | 58 |  |  | Approved
28339 | 2016-Q3 | Town of Botwood | Hill Road Botwood 2 | Botwood | Newfoundland and Labrador | Municipal or another local authority | Municipal or another local authority | Continuous | Quarterly | Quarterly | 0 | 299 | 84908 | 92 | 23 | 25 | -2 | 37 | 25 | 12 |  |  | Approved
28339 | 2016-Q4 | Town of Botwood | Hill Road Botwood 2 | Botwood | Newfoundland and Labrador | Municipal or another local authority | Municipal or another local authority | Continuous | Quarterly | Quarterly | 0 | 299 | 95085 | 92 | 31 | 25 | 6 | 14 | 25 | -11 |  |  | Approved
28339 | 2017-Q1 | Town of Botwood | Hill Road Botwood 2 | Botwood | Newfoundland and Labrador | Municipal or another local authority | Municipal or another local authority | Continuous | Quarterly | Quarterly | 0 | 879.3 | 65430 | 90 | 13 | 25 | -12 | 383 | 25 | 358 |  |  | Approved
28339 | 2017-Q2 | Town of Botwood | Hill Road Botwood 2 | Botwood | Newfoundland and Labrador | Municipal or another local authority | Municipal or another local authority | Continuous | Quarterly | Quarterly | 0 | 879.3 | 39750 | 91 | 32 | 25 | 7 | 41 | 25 | 16 |  |  | Approved
28339 | 2017-Q3 | Town of Botwood | Hill Road Botwood 2 | Botwood | Newfoundland and Labrador | Municipal or another local authority | Municipal or another local authority | Continuous | Quarterly | Quarterly | 0 | 879.3 | 90428 | 92 | 26 | 25 | 1 | 41 | 25 | 16 |  |  | Approved
28339 | 2017-Q4 | Town of Botwood | Hill Road Botwood 2 | Botwood | Newfoundland and Labrador | Municipal or another local authority | Municipal or another local authority | Continuous | Quarterly | Quarterly | 0 | 879.3 | 58870 | 92 | 32 | 25 | 7 | 34 | 25 | 9 |  |  | Approved
28339 | 2018-Q1 | Town of Botwood | Hill Road Botwood 2 | Botwood | Newfoundland and Labrador | Municipal or another local authority | Municipal or another local authority | Continuous | Quarterly | Quarterly | 0 | 697.2 | 86135 | 90 | 89 | 25 | 64 | 45 | 25 | 20 |  |  | Approved
28339 | 2018-Q2 | Town of Botwood | Hill Road Botwood 2 | Botwood | Newfoundland and Labrador | Municipal or another local authority | Municipal or another local authority | Continuous | Quarterly | Quarterly | 0 | 697.2 | 136094 | 91 | 84 | 25 | 59 | 76 | 25 | 51 |  |  | Approved
28339 | 2018-Q3 | Town of Botwood | Hill Road Botwood 2 | Botwood | Newfoundland and Labrador | Municipal or another local authority | Municipal or another local authority | Continuous | Quarterly | Quarterly | 0 | 697.2 | 42069 | 92 | 125 | 25 | 100 | 87 | 25 | 62 |  |  | Approved
28339 | 2018-Q4 | Town of Botwood | Hill Road Botwood 2 | Botwood | Newfoundland and Labrador | Municipal or another local authority | Municipal or another local authority | Continuous | Quarterly | Quarterly | 0 | 697.2 | 102215.1 | 92 | 127 | 25 | 102 | 162 | 25 | 137 |  |  | Approved
28339 | 2019-Q1 | Town of Botwood | Hill Road Botwood 2 | Botwood | Newfoundland and Labrador | Municipal or another local authority | Municipal or another local authority | Continuous | Quarterly | Quarterly | 0 | 1004.1 | 33280 | 90 | 179 | 25 | 154 | 127 | 25 | 102 |  |  | Approved
28339 | 2019-Q2 | Town of Botwood | Hill Road Botwood 2 | Botwood | Newfoundland and Labrador | Municipal or another local authority | Municipal or another local authority | Continuous | Quarterly | Quarterly | 0 | 1004.1 | 78536 | 91 | 188 | 25 | 163 | 209 | 25 | 184 |  |  | Approved
28339 | 2019-Q3 | Town of Botwood | Hill Road Botwood 2 | Botwood | Newfoundland and Labrador | Municipal or another local authority | Municipal or another local authority | Continuous | Quarterly | Quarterly | 0 | 1004.1 | 48538 | 92 | 107 | 25 | 82 | 148 | 25 | 123 |  |  | Approved
28339 | 2019-Q4 | Town of Botwood | Hill Road Botwood 2 | Botwood | Newfoundland and Labrador | Municipal or another local authority | Municipal or another local authority | Continuous | Quarterly | Quarterly | 0 | 1004.1 | 14164 | 92 | 95 | 25 | 70 | 170 | 25 | 145 |  |  | Approved
28339 | 2020-Q1 | Town of Botwood | Hill Road Botwood 2 | Botwood | Newfoundland and Labrador | Municipal or another local authority | Municipal or another local authority | Continuous | Quarterly | Quarterly | 0 | 478.1 | 3058 | 91 | 101 | 25 | 76 | 121 | 25 | 96 |  |  | Approved
28339 | 2020-Q2 | Town of Botwood | Hill Road Botwood 2 | Botwood | Newfoundland and Labrador | Municipal or another local authority | Municipal or another local authority | Continuous | Quarterly | Quarterly | 0 | 478.1 | 102923 | 91 | 304 | 25 | 279 | 352 | 25 | 327 |  |  | Approved
28339 | 2020-Q3 | Town of Botwood | Hill Road Botwood 2 | Botwood | Newfoundland and Labrador | Municipal or another local authority | Municipal or another local authority | Continuous | Quarterly | Quarterly | 0 | 478.1 | 20887 | 92 | 188 | 25 | 163 | 141.7 | 25 | 116.7 |  |  | Approved
28339 | 2020-Q4 | Town of Botwood | Hill Road Botwood 2 | Botwood | Newfoundland and Labrador | Municipal or another local authority | Municipal or another local authority | Continuous | Quarterly | Quarterly | 0 | 478.1 | 10177.5 | 92 | 158 | 25 | 133 | 198.7 | 25 | 173.7 |  |  | Approved
28339 | 2021-Q1 | Town of Botwood | Hill Road Botwood 2 | Botwood | Newfoundland and Labrador | Municipal or another local authority | Municipal or another local authority | Continuous | Quarterly | Quarterly | 0 | 374.4 | 13198.5 | 90 | 116 | 25 | 91 | 253.5 | 25 | 228.5 |  |  | Approved
28339 | 2021-Q2 | Town of Botwood | Hill Road Botwood 2 | Botwood | Newfoundland and Labrador | Municipal or another local authority | Municipal or another local authority | Continuous | Quarterly | Quarterly | 0 | 374.4 | 18144.6 | 91 | 134 | 25 | 109 | 133 | 25 | 108 |  |  | Approved
28339 | 2021-Q3 | Town of Botwood | Hill Road Botwood 2 | Botwood | Newfoundland and Labrador | Municipal or another local authority | Municipal or another local authority | Continuous | Quarterly | Quarterly | 0 | 374.4 | 7817.9 | 92 | 172 | 25 | 147 | 293 | 25 | 268 |  |  | Approved
28339 | 2022-Q1 | Town of Botwood | Hill Road Botwood 2 | Botwood | Newfoundland and Labrador | Municipal or another local authority | Municipal or another local authority | Continuous | Quarterly | Quarterly | 0 | 137.4 | 17100 | 90 | 133 | 25 | 108 | 85.5 | 25 | 60.5 |  |  | Approved
28339 | 2022-Q2 | Town of Botwood | Hill Road Botwood 2 | Botwood | Newfoundland and Labrador | Municipal or another local authority | Municipal or another local authority | Continuous | Quarterly | Quarterly | 0 | 137.4 | 30222 | 91 | 156.8 | 25 | 131.8 | 312 | 25 | 287 |  |  | Approved
28339 | 2022-Q3 | Town of Botwood | Hill Road Botwood 2 | Botwood | Newfoundland and Labrador | Municipal or another local authority | Municipal or another local authority | Continuous | Quarterly | Quarterly | 0 | 137.4 | 13527 | 92 | 141.6 | 25 | 116.6 | 111 | 25 | 86 |  |  | Approved
28339 | 2022-Q4 | Town of Botwood | Hill Road Botwood 2 | Botwood | Newfoundland and Labrador | Municipal or another local authority | Municipal or another local authority | Continuous | Quarterly | Quarterly | 0 | 137.4 | 10577 | 92 | 65 | 25 | 40 | 96 | 25 | 71 |  |  | Approved
28339 | 2023-Q1 | Town of Botwood | Hill Road Botwood 2 | Botwood | Newfoundland and Labrador | Municipal or another local authority | Municipal or another local authority | Continuous | Quarterly | Quarterly | 0 | 195.7 | 33357 | 90 | 69.8 | 25 | 44.8 | 141 | 25 | 116 |  |  | Approved
28339 | 2023-Q2 | Town of Botwood | Hill Road Botwood 2 | Botwood | Newfoundland and Labrador | Municipal or another local authority | Municipal or another local authority | Continuous | Quarterly | Quarterly | 0 | 195.7 | 50429 | 91 | 159.7 | 25 | 134.7 | 251 | 25 | 226 |  |  | Approved
28339 | 2023-Q3 | Town of Botwood | Hill Road Botwood 2 | Botwood | Newfoundland and Labrador | Municipal or another local authority | Municipal or another local authority | Continuous | Quarterly | Quarterly | 0 | 195.7 | 14077 | 92 | 152 | 25 | 127 | 173 | 25 | 148 |  |  | Approved
28339 | 2024-Q1 | Town of Botwood | Hill Road Botwood 2 | Botwood | Newfoundland and Labrador | Municipal or another local authority | Municipal or another local authority | Continuous | Quarterly | Quarterly | 0 | 300.4 | 27110 | 90 | 163 | 25 | 138 | 170 | 25 | 145 |  |  | Approved
28339 | 2024-Q2 | Town of Botwood | Hill Road Botwood 2 | Botwood | Newfoundland and Labrador | Municipal or another local authority | Municipal or another local authority | Continuous | Quarterly | Quarterly | 0 | 300.4 | 31243 | 91 | 63 | 25 | 38 | 144 | 25 | 119 |  |  | Approved
28339 | 2024-Q3 | Town of Botwood | Hill Road Botwood 2 | Botwood | Newfoundland and Labrador | Municipal or another local authority | Municipal or another local authority | Continuous | Quarterly | Quarterly | 0 | 300.4 | 21050 | 90 | 66.5 | 25 | 41.5 | 78.5 | 25 | 53.5 |  |  | Approved
28339 | 2024-Q4 | Town of Botwood | Hill Road Botwood 2 | Botwood | Newfoundland and Labrador | Municipal or another local authority | Municipal or another local authority | Continuous | Quarterly | Quarterly | 0 | 300.4 | 25947 | 90 | 66 | 25 | 41 | 89.7 | 25 | 64.7 |  |  | Approved
28340 | 2015-Q4 | Town of Botwood | Carters Road - Botwood 3 | Botwood | Newfoundland and Labrador | Municipal or another local authority | Municipal or another local authority | Continuous | Quarterly | Quarterly | 0 | 140 | 12265 | 77 | 132 | 25 | 107 | 86 | 25 | 61 |  |  | Approved
28340 | 2016-Q1 | Town of Botwood | Carters Road - Botwood 3 | Botwood | Newfoundland and Labrador | Municipal or another local authority | Municipal or another local authority | Continuous | Quarterly | Quarterly | 0 | 140 | 19443 | 91 | 73 | 25 | 48 | 76 | 25 | 51 |  |  | Approved
28340 | 2016-Q2 | Town of Botwood | Carters Road - Botwood 3 | Botwood | Newfoundland and Labrador | Municipal or another local authority | Municipal or another local authority | Continuous | Quarterly | Quarterly | 0 | 140 | 16356 | 91 | 49 | 25 | 24 | 43 | 25 | 18 |  |  | Approved
28340 | 2016-Q3 | Town of Botwood | Carters Road - Botwood 3 | Botwood | Newfoundland and Labrador | Municipal or another local authority | Municipal or another local authority | Continuous | Quarterly | Quarterly | 0 | 140 | 9310 | 92 | 18 | 25 | -7 | 100 | 25 | 75 |  |  | Approved
28340 | 2016-Q4 | Town of Botwood | Carters Road - Botwood 3 | Botwood | Newfoundland and Labrador | Municipal or another local authority | Municipal or another local authority | Continuous | Quarterly | Quarterly | 0 | 140 | 24380 | 92 | 103 | 25 | 78 | 24 | 25 | -1 |  |  | Approved
28340 | 2017-Q1 | Town of Botwood | Carters Road - Botwood 3 | Botwood | Newfoundland and Labrador | Municipal or another local authority | Municipal or another local authority | Continuous | Quarterly | Quarterly | 0 | 189.9 | 21235 | 90 | 13 | 25 | -12 | 16 | 25 | -9 |  |  | Approved
28340 | 2017-Q2 | Town of Botwood | Carters Road - Botwood 3 | Botwood | Newfoundland and Labrador | Municipal or another local authority | Municipal or another local authority | Continuous | Quarterly | Quarterly | 0 | 189.9 | 18048 | 91 | 30 | 25 | 5 | 44 | 25 | 19 |  |  | Approved
28340 | 2017-Q3 | Town of Botwood | Carters Road - Botwood 3 | Botwood | Newfoundland and Labrador | Municipal or another local authority | Municipal or another local authority | Continuous | Quarterly | Quarterly | 0 | 189.9 | 7912 | 92 | 32 | 25 | 7 | 88 | 25 | 63 |  |  | Approved
28340 | 2017-Q4 | Town of Botwood | Carters Road - Botwood 3 | Botwood | Newfoundland and Labrador | Municipal or another local authority | Municipal or another local authority | Continuous | Quarterly | Quarterly | 0 | 189.9 | 9016 | 92 | 28 | 25 | 3 | 40 | 25 | 15 |  |  | Approved
28340 | 2018-Q1 | Town of Botwood | Carters Road - Botwood 3 | Botwood | Newfoundland and Labrador | Municipal or another local authority | Municipal or another local authority | Continuous | Quarterly | Quarterly | 0 | 154 | 18217 | 90 | 51 | 25 | 26 | 61 | 25 | 36 |  |  | Approved
28340 | 2018-Q2 | Town of Botwood | Carters Road - Botwood 3 | Botwood | Newfoundland and Labrador | Municipal or another local authority | Municipal or another local authority | Continuous | Quarterly | Quarterly | 0 | 154 | 21644 | 91 | 143 | 25 | 118 | 148 | 25 | 123 |  |  | Approved
28340 | 2018-Q3 | Town of Botwood | Carters Road - Botwood 3 | Botwood | Newfoundland and Labrador | Municipal or another local authority | Municipal or another local authority | Continuous | Quarterly | Quarterly | 0 | 154 | 16484 | 92 | 106 | 25 | 81 | 89 | 25 | 64 |  |  | Approved
28340 | 2018-Q4 | Town of Botwood | Carters Road - Botwood 3 | Botwood | Newfoundland and Labrador | Municipal or another local authority | Municipal or another local authority | Continuous | Quarterly | Quarterly | 0 | 154 | 23791.5 | 92 | 100 | 25 | 75 | 164 | 25 | 139 |  |  | Approved
28340 | 2019-Q1 | Town of Botwood | Carters Road - Botwood 3 | Botwood | Newfoundland and Labrador | Municipal or another local authority | Municipal or another local authority | Continuous | Quarterly | Quarterly | 0 | 219.6 | 25615 | 90 | 136 | 25 | 111 | 136 | 25 | 111 |  |  | Approved
28340 | 2019-Q2 | Town of Botwood | Carters Road - Botwood 3 | Botwood | Newfoundland and Labrador | Municipal or another local authority | Municipal or another local authority | Continuous | Quarterly | Quarterly | 0 | 219.6 | 37189 | 91 | 95 | 25 | 70 | 96 | 25 | 71 |  |  | Approved
28340 | 2019-Q3 | Town of Botwood | Carters Road - Botwood 3 | Botwood | Newfoundland and Labrador | Municipal or another local authority | Municipal or another local authority | Continuous | Quarterly | Quarterly | 0 | 219.6 | 11049 | 92 | 126 | 25 | 101 | 73 | 25 | 48 |  |  | Approved
28340 | 2019-Q4 | Town of Botwood | Carters Road - Botwood 3 | Botwood | Newfoundland and Labrador | Municipal or another local authority | Municipal or another local authority | Continuous | Quarterly | Quarterly | 0 | 219.6 | 42044 | 92 | 90 | 25 | 65 | 67 | 25 | 42 |  |  | Approved
28340 | 2020-Q1 | Town of Botwood | Carters Road - Botwood 3 | Botwood | Newfoundland and Labrador | Municipal or another local authority | Municipal or another local authority | Continuous | Quarterly | Quarterly | 0 | 317.5 | 30637 | 91 | 164 | 25 | 139 | 152 | 25 | 127 |  |  | Approved
28340 | 2020-Q2 | Town of Botwood | Carters Road - Botwood 3 | Botwood | Newfoundland and Labrador | Municipal or another local authority | Municipal or another local authority | Continuous | Quarterly | Quarterly | 0 | 317.5 | 31000 | 91 | 225 | 25 | 200 | 390 | 25 | 365 |  |  | Approved
28340 | 2020-Q3 | Town of Botwood | Carters Road - Botwood 3 | Botwood | Newfoundland and Labrador | Municipal or another local authority | Municipal or another local authority | Continuous | Quarterly | Quarterly | 0 | 317.5 | 41507 | 92 | 138 | 25 | 113 | 66 | 25 | 41 |  |  | Approved
28340 | 2020-Q4 | Town of Botwood | Carters Road - Botwood 3 | Botwood | Newfoundland and Labrador | Municipal or another local authority | Municipal or another local authority | Continuous | Quarterly | Quarterly | 0 | 317.5 | 33800.7 | 92 | 102 | 25 | 77 | 65 | 25 | 40 |  |  | Approved
28340 | 2021-Q1 | Town of Botwood | Carters Road - Botwood 3 | Botwood | Newfoundland and Labrador | Municipal or another local authority | Municipal or another local authority | Continuous | Quarterly | Quarterly | 0 | 374.2 | 58459.9 | 90 | 135.2 | 25 | 110.2 | 174 | 25 | 149 |  |  | Approved
28340 | 2021-Q2 | Town of Botwood | Carters Road - Botwood 3 | Botwood | Newfoundland and Labrador | Municipal or another local authority | Municipal or another local authority | Continuous | Quarterly | Quarterly | 0 | 374.2 | 39688.1 | 91 | 182 | 25 | 157 | 77 | 25 | 52 |  |  | Approved
28340 | 2021-Q3 | Town of Botwood | Carters Road - Botwood 3 | Botwood | Newfoundland and Labrador | Municipal or another local authority | Municipal or another local authority | Continuous | Quarterly | Quarterly | 0 | 374.2 | 33162.5 | 92 | 125.8 | 25 | 100.8 | 104 | 25 | 79 |  |  | Approved
28340 | 2022-Q1 | Town of Botwood | Carters Road - Botwood 3 | Botwood | Newfoundland and Labrador | Municipal or another local authority | Municipal or another local authority | Continuous | Quarterly | Quarterly | 0 | 546 | 37458.9 | 90 | 92.6 | 25 | 67.6 | 73 | 25 | 48 |  |  | Approved
28340 | 2022-Q2 | Town of Botwood | Carters Road - Botwood 3 | Botwood | Newfoundland and Labrador | Municipal or another local authority | Municipal or another local authority | Continuous | Quarterly | Quarterly | 0 | 546 | 20403 | 91 | 193.9 | 25 | 168.9 | 254 | 25 | 229 |  |  | Approved
28340 | 2022-Q3 | Town of Botwood | Carters Road - Botwood 3 | Botwood | Newfoundland and Labrador | Municipal or another local authority | Municipal or another local authority | Continuous | Quarterly | Quarterly | 0 | 546 | 35562 | 92 | 278.6 | 25 | 253.6 | 220 | 25 | 195 |  |  | Approved
28340 | 2022-Q4 | Town of Botwood | Carters Road - Botwood 3 | Botwood | Newfoundland and Labrador | Municipal or another local authority | Municipal or another local authority | Continuous | Quarterly | Quarterly | 0 | 546 | 42032 | 92 | 93.8 | 25 | 68.8 | 121 | 25 | 96 |  |  | Approved
28340 | 2023-Q1 | Town of Botwood | Carters Road - Botwood 3 | Botwood | Newfoundland and Labrador | Municipal or another local authority | Municipal or another local authority | Continuous | Quarterly | Quarterly | 0 | 371.1 | 42185 | 90 | 66.9 | 25 | 41.9 | 25 | 25 | 0 |  |  | Approved
28340 | 2023-Q2 | Town of Botwood | Carters Road - Botwood 3 | Botwood | Newfoundland and Labrador | Municipal or another local authority | Municipal or another local authority | Continuous | Quarterly | Quarterly | 0 | 371.1 | 30363 | 91 | 173 | 25 | 148 | 240 | 25 | 215 |  |  | Approved
28340 | 2023-Q3 | Town of Botwood | Carters Road - Botwood 3 | Botwood | Newfoundland and Labrador | Municipal or another local authority | Municipal or another local authority | Continuous | Quarterly | Quarterly | 0 | 371.1 | 36744 | 92 | 180 | 25 | 155 | 129 | 25 | 104 |  |  | Approved
28340 | 2024-Q1 | Town of Botwood | Carters Road - Botwood 3 | Botwood | Newfoundland and Labrador | Municipal or another local authority | Municipal or another local authority | Continuous | Quarterly | Quarterly | 0 | 433.5 | 33863 | 90 | 148 | 25 | 123 | 113 | 25 | 88 |  |  | Approved
28340 | 2024-Q2 | Town of Botwood | Carters Road - Botwood 3 | Botwood | Newfoundland and Labrador | Municipal or another local authority | Municipal or another local authority | Continuous | Quarterly | Quarterly | 0 | 433.5 | 35045 | 91 | 90.5 | 25 | 65.5 | 163.5 | 25 | 138.5 |  |  | Approved
28340 | 2024-Q3 | Town of Botwood | Carters Road - Botwood 3 | Botwood | Newfoundland and Labrador | Municipal or another local authority | Municipal or another local authority | Continuous | Quarterly | Quarterly | 0 | 433.5 | 36364 | 90 | 51 | 25 | 26 | 208.5 | 25 | 183.5 |  |  | Approved
28340 | 2024-Q4 | Town of Botwood | Carters Road - Botwood 3 | Botwood | Newfoundland and Labrador | Municipal or another local authority | Municipal or another local authority | Continuous | Quarterly | Quarterly | 0 | 433.5 | 37449 | 90 | 49.7 | 25 | 24.7 | 56 | 25 | 31 |  |  | Approved
28341 | 2016-Q1 | Town of Stephenville Crossing | Stephenville Crossing Outfall | Stephenville Crossing | Newfoundland and Labrador | Municipal or another local authority | Municipal or another local authority | Continuous | Quarterly | Quarterly | 0 | 700 | 80846 | 91 | 64 | 25 | 39 | 55 | 25 | 30 |  |  | Approved
28341 | 2016-Q2 | Town of Stephenville Crossing | Stephenville Crossing Outfall | Stephenville Crossing | Newfoundland and Labrador | Municipal or another local authority | Municipal or another local authority | Continuous | Quarterly | Quarterly | 0 | 700 | 74828 | 91 | 54 | 25 | 29 | 79 | 25 | 54 |  |  | Approved
28341 | 2016-Q3 | Town of Stephenville Crossing | Stephenville Crossing Outfall | Stephenville Crossing | Newfoundland and Labrador | Municipal or another local authority | Municipal or another local authority | Continuous | Quarterly | Quarterly | 0 | 700 | 91224 | 92 | 16 | 25 | -9 | 23 | 25 | -2 |  |  | Approved
28341 | 2016-Q4 | Town of Stephenville Crossing | Stephenville Crossing Outfall | Stephenville Crossing | Newfoundland and Labrador | Municipal or another local authority | Municipal or another local authority | Continuous | Quarterly | Quarterly | 0 | 700 | 76474 | 92 | 21 | 25 | -4 | 26 | 25 | 1 |  |  | Approved
28341 | 2017-Q1 | Town of Stephenville Crossing | Stephenville Crossing Outfall | Stephenville Crossing | Newfoundland and Labrador | Municipal or another local authority | Municipal or another local authority | Continuous | Quarterly | Quarterly | 0 | 883.5 | 75922 | 90 | 24 | 25 | -1 | 14 | 25 | -11 |  |  | Approved
28341 | 2017-Q2 | Town of Stephenville Crossing | Stephenville Crossing Outfall | Stephenville Crossing | Newfoundland and Labrador | Municipal or another local authority | Municipal or another local authority | Continuous | Quarterly | Quarterly | 0 | 883.5 | 43921 | 91 | 20 | 25 | -5 | 35 | 25 | 10 |  |  | Approved
28341 | 2017-Q3 | Town of Stephenville Crossing | Stephenville Crossing Outfall | Stephenville Crossing | Newfoundland and Labrador | Municipal or another local authority | Municipal or another local authority | Continuous | Quarterly | Quarterly | 0 | 883.5 | 46935 | 92 | 34 | 25 | 9 | 57 | 25 | 32 |  |  | Approved
28341 | 2017-Q4 | Town of Stephenville Crossing | Stephenville Crossing Outfall | Stephenville Crossing | Newfoundland and Labrador | Municipal or another local authority | Municipal or another local authority | Continuous | Quarterly | Quarterly | 0 | 883.5 | 95555 | 92 | 29 | 25 | 4 | 24 | 25 | -1 |  |  | Approved
28341 | 2018-Q1 | Town of Stephenville Crossing | Stephenville Crossing Outfall | Stephenville Crossing | Newfoundland and Labrador | Municipal or another local authority | Municipal or another local authority | Continuous | Quarterly | Quarterly | 0 | 718.7 | 127200 | 90 | 49 | 25 | 24 | 189 | 25 | 164 |  |  | Approved
28341 | 2018-Q2 | Town of Stephenville Crossing | Stephenville Crossing Outfall | Stephenville Crossing | Newfoundland and Labrador | Municipal or another local authority | Municipal or another local authority | Continuous | Quarterly | Quarterly | 0 | 718.7 | 64686 | 91 | 212 | 25 | 187 | 191 | 25 | 166 |  |  | Approved
28341 | 2018-Q3 | Town of Stephenville Crossing | Stephenville Crossing Outfall | Stephenville Crossing | Newfoundland and Labrador | Municipal or another local authority | Municipal or another local authority | Continuous | Quarterly | Quarterly | 0 | 718.7 | 64686 | 92 | 212 | 25 | 187 | 191 | 25 | 166 |  |  | Approved
28341 | 2018-Q4 | Town of Stephenville Crossing | Stephenville Crossing Outfall | Stephenville Crossing | Newfoundland and Labrador | Municipal or another local authority | Municipal or another local authority | Continuous | Quarterly | Quarterly | 0 | 718.7 | 107532.1 | 92 | 144 | 25 | 119 | 209 | 25 | 184 |  |  | Approved
28341 | 2019-Q1 | Town of Stephenville Crossing | Stephenville Crossing Outfall | Stephenville Crossing | Newfoundland and Labrador | Municipal or another local authority | Municipal or another local authority | Continuous | Quarterly | Quarterly | 0 | 997.5 | 65836 | 90 | 165 | 25 | 140 | 130 | 25 | 105 |  |  | Approved
28341 | 2019-Q2 | Town of Stephenville Crossing | Stephenville Crossing Outfall | Stephenville Crossing | Newfoundland and Labrador | Municipal or another local authority | Municipal or another local authority | Continuous | Quarterly | Quarterly | 0 | 997.5 | 123176 | 91 | 108 | 25 | 83 | 202 | 25 | 177 |  |  | Approved
28341 | 2019-Q3 | Town of Stephenville Crossing | Stephenville Crossing Outfall | Stephenville Crossing | Newfoundland and Labrador | Municipal or another local authority | Municipal or another local authority | Continuous | Quarterly | Quarterly | 0 | 997.5 | 79095 | 92 | 154 | 25 | 129 | 212 | 25 | 187 |  |  | Approved
28341 | 2019-Q4 | Town of Stephenville Crossing | Stephenville Crossing Outfall | Stephenville Crossing | Newfoundland and Labrador | Municipal or another local authority | Municipal or another local authority | Continuous | Quarterly | Quarterly | 0 | 997.5 | 133057 | 92 | 150 | 25 | 125 | 95 | 25 | 70 |  |  | Approved
28341 | 2020-Q1 | Town of Stephenville Crossing | Stephenville Crossing Outfall | Stephenville Crossing | Newfoundland and Labrador | Municipal or another local authority | Municipal or another local authority | Continuous | Quarterly | Quarterly | 0 | 1099.1 | 74802 | 91 | 174 | 25 | 149 | 153 | 25 | 128 |  |  | Approved
28341 | 2020-Q2 | Town of Stephenville Crossing | Stephenville Crossing Outfall | Stephenville Crossing | Newfoundland and Labrador | Municipal or another local authority | Municipal or another local authority | Continuous | Quarterly | Quarterly | 0 | 1099.1 | 100828 | 91 | 126 | 25 | 101 | 107 | 25 | 82 |  |  | Approved
28341 | 2020-Q3 | Town of Stephenville Crossing | Stephenville Crossing Outfall | Stephenville Crossing | Newfoundland and Labrador | Municipal or another local authority | Municipal or another local authority | Continuous | Quarterly | Quarterly | 0 | 1099.1 | 81674 | 92 | 146 | 25 | 121 | 158 | 25 | 133 |  |  | Approved
28341 | 2020-Q4 | Town of Stephenville Crossing | Stephenville Crossing Outfall | Stephenville Crossing | Newfoundland and Labrador | Municipal or another local authority | Municipal or another local authority | Continuous | Quarterly | Quarterly | 0 | 1099.1 | 84281 | 92 | 114 | 25 | 89 | 150 | 25 | 125 |  |  | Approved
28341 | 2021-Q1 | Town of Stephenville Crossing | Stephenville Crossing Outfall | Stephenville Crossing | Newfoundland and Labrador | Municipal or another local authority | Municipal or another local authority | Continuous | Quarterly | Quarterly | 0 | 933.3 | 70384 | 90 | 214 | 25 | 189 | 219 | 25 | 194 |  |  | Approved
28341 | 2021-Q2 | Town of Stephenville Crossing | Stephenville Crossing Outfall | Stephenville Crossing | Newfoundland and Labrador | Municipal or another local authority | Municipal or another local authority | Continuous | Quarterly | Quarterly | 0 | 933.3 | 65541 | 91 | 151 | 25 | 126 | 198 | 25 | 173 |  |  | Approved
28341 | 2021-Q3 | Town of Stephenville Crossing | Stephenville Crossing Outfall | Stephenville Crossing | Newfoundland and Labrador | Municipal or another local authority | Municipal or another local authority | Continuous | Quarterly | Quarterly | 0 | 933.3 | 60496 | 92 | 132 | 25 | 107 | 141 | 25 | 116 |  |  | Approved
28341 | 2021-Q4 | Town of Stephenville Crossing | Stephenville Crossing Outfall | Stephenville Crossing | Newfoundland and Labrador | Municipal or another local authority | Municipal or another local authority | Continuous | Quarterly | Quarterly | 0 | 933.3 | 92159 | 92 | 117 | 25 | 92 | 265 | 25 | 240 |  |  | Approved
28341 | 2022-Q1 | Town of Stephenville Crossing | Stephenville Crossing Outfall | Stephenville Crossing | Newfoundland and Labrador | Municipal or another local authority | Municipal or another local authority | Continuous | Quarterly | Quarterly | 0 | 790.6 | 124953 | 90 | 116 | 25 | 91 | 139 | 25 | 114 |  |  | Approved
28341 | 2022-Q2 | Town of Stephenville Crossing | Stephenville Crossing Outfall | Stephenville Crossing | Newfoundland and Labrador | Municipal or another local authority | Municipal or another local authority | Continuous | Quarterly | Quarterly | 0 | 790.6 | 72583 | 91 | 198 | 25 | 173 | 141 | 25 | 116 |  |  | Approved
28341 | 2022-Q3 | Town of Stephenville Crossing | Stephenville Crossing Outfall | Stephenville Crossing | Newfoundland and Labrador | Municipal or another local authority | Municipal or another local authority | Continuous | Quarterly | Quarterly | 0 | 790.6 | 64148 | 92 | 106 | 25 | 81 | 98 | 25 | 73 |  |  | Approved
28341 | 2022-Q4 | Town of Stephenville Crossing | Stephenville Crossing Outfall | Stephenville Crossing | Newfoundland and Labrador | Municipal or another local authority | Municipal or another local authority | Continuous | Quarterly | Quarterly | 0 | 790.6 | 82631 | 92 | 158 | 25 | 133 | 154 | 25 | 129 |  |  | Approved
28341 | 2023-Q1 | Town of Stephenville Crossing | Stephenville Crossing Outfall | Stephenville Crossing | Newfoundland and Labrador | Municipal or another local authority | Municipal or another local authority | Continuous | Quarterly | Quarterly | 0 | 943.3 | 100559 | 90 | 166 | 25 | 141 | 185 | 25 | 160 |  |  | Approved
28341 | 2023-Q2 | Town of Stephenville Crossing | Stephenville Crossing Outfall | Stephenville Crossing | Newfoundland and Labrador | Municipal or another local authority | Municipal or another local authority | Continuous | Quarterly | Quarterly | 0 | 943.3 | 102428 | 91 | 122 | 25 | 97 | 191 | 25 | 166 |  |  | Approved
28341 | 2023-Q3 | Town of Stephenville Crossing | Stephenville Crossing Outfall | Stephenville Crossing | Newfoundland and Labrador | Municipal or another local authority | Municipal or another local authority | Continuous | Quarterly | Quarterly | 0 | 943.3 | 142219 | 92 | 94 | 25 | 69 | 121 | 25 | 96 |  |  | Approved
28341 | 2023-Q4 | Town of Stephenville Crossing | Stephenville Crossing Outfall | Stephenville Crossing | Newfoundland and Labrador | Municipal or another local authority | Municipal or another local authority | Continuous | Quarterly | Quarterly | 0 | 943.3 | 114588 | 92 | 143 | 25 | 118 | 128 | 25 | 103 |  |  | Approved
28341 | 2024-Q1 | Town of Stephenville Crossing | Stephenville Crossing Outfall | Stephenville Crossing | Newfoundland and Labrador | Municipal or another local authority | Municipal or another local authority | Continuous | Quarterly | Quarterly | 0 | 1259.7 | 100750 | 91 | 161 | 25 | 136 | 147 | 25 | 122 |  |  | Approved
28341 | 2024-Q2 | Town of Stephenville Crossing | Stephenville Crossing Outfall | Stephenville Crossing | Newfoundland and Labrador | Municipal or another local authority | Municipal or another local authority | Continuous | Quarterly | Quarterly | 0 | 1259.7 | 53484 | 91 | 132 | 25 | 107 | 145 | 25 | 120 |  |  | Approved
28341 | 2024-Q3 | Town of Stephenville Crossing | Stephenville Crossing Outfall | Stephenville Crossing | Newfoundland and Labrador | Municipal or another local authority | Municipal or another local authority | Continuous | Quarterly | Quarterly | 0 | 1259.7 | 99610 | 92 | 152 | 25 | 127 | 138 | 25 | 113 |  |  | Approved
28341 | 2024-Q4 | Town of Stephenville Crossing | Stephenville Crossing Outfall | Stephenville Crossing | Newfoundland and Labrador | Municipal or another local authority | Municipal or another local authority | Continuous | Quarterly | Quarterly | 0 | 1259.7 | 52800 | 92 | 170 | 25 | 145 | 153 | 25 | 128 |  |  | Approved
28342 | 2016-Q1 | Town of Rocky Harbour | Rocky Harbour Outfall | Rocky Harbour | Newfoundland and Labrador | Municipal or another local authority | Municipal or another local authority | Continuous | Quarterly | Quarterly | 0 | 700 | 154559 | 91 | 66 | 25 | 41 | 44 | 25 | 19 |  |  | Approved
28342 | 2016-Q2 | Town of Rocky Harbour | Rocky Harbour Outfall | Rocky Harbour | Newfoundland and Labrador | Municipal or another local authority | Municipal or another local authority | Continuous | Quarterly | Quarterly | 0 | 700 | 134462 | 91 | 43 | 25 | 18 | 61 | 25 | 36 |  |  | Approved
28342 | 2016-Q3 | Town of Rocky Harbour | Rocky Harbour Outfall | Rocky Harbour | Newfoundland and Labrador | Municipal or another local authority | Municipal or another local authority | Continuous | Quarterly | Quarterly | 0 | 700 | 133115 | 92 | 5 | 25 | -20 | 36 | 25 | 11 |  |  | Approved
28342 | 2016-Q4 | Town of Rocky Harbour | Rocky Harbour Outfall | Rocky Harbour | Newfoundland and Labrador | Municipal or another local authority | Municipal or another local authority | Continuous | Quarterly | Quarterly | 0 | 700 | 140111 | 92 | 29 | 25 | 4 | 42 | 25 | 17 |  |  | Approved
28342 | 2017-Q1 | Town of Rocky Harbour | Rocky Harbour Outfall | Rocky Harbour | Newfoundland and Labrador | Municipal or another local authority | Municipal or another local authority | Continuous | Quarterly | Quarterly | 0 | 1536.2 | 140100 | 90 | 20 | 25 | -5 | 16 | 25 | -9 |  |  | Approved
28342 | 2017-Q2 | Town of Rocky Harbour | Rocky Harbour Outfall | Rocky Harbour | Newfoundland and Labrador | Municipal or another local authority | Municipal or another local authority | Continuous | Quarterly | Quarterly | 0 | 1536.2 | 137917 | 91 | 39 | 25 | 14 | 41 | 25 | 16 |  |  | Approved
28342 | 2017-Q3 | Town of Rocky Harbour | Rocky Harbour Outfall | Rocky Harbour | Newfoundland and Labrador | Municipal or another local authority | Municipal or another local authority | Continuous | Quarterly | Quarterly | 0 | 1536.2 | 154468 | 92 | 27 | 25 | 2 | 55 | 25 | 30 |  |  | Approved
28342 | 2017-Q4 | Town of Rocky Harbour | Rocky Harbour Outfall | Rocky Harbour | Newfoundland and Labrador | Municipal or another local authority | Municipal or another local authority | Continuous | Quarterly | Quarterly | 0 | 1536.2 | 107640 | 92 | 27 | 25 | 2 | 34 | 25 | 9 |  |  | Approved
28342 | 2018-Q1 | Town of Rocky Harbour | Rocky Harbour Outfall | Rocky Harbour | Newfoundland and Labrador | Municipal or another local authority | Municipal or another local authority | Continuous | Quarterly | Quarterly | 0 | 1479.8 | 134228 | 90 | 34 | 25 | 9 | 29 | 25 | 4 |  |  | Approved
28342 | 2018-Q2 | Town of Rocky Harbour | Rocky Harbour Outfall | Rocky Harbour | Newfoundland and Labrador | Municipal or another local authority | Municipal or another local authority | Continuous | Quarterly | Quarterly | 0 | 1479.8 | 113351 | 91 | 38 | 25 | 13 | 48 | 25 | 23 |  |  | Approved
28342 | 2018-Q3 | Town of Rocky Harbour | Rocky Harbour Outfall | Rocky Harbour | Newfoundland and Labrador | Municipal or another local authority | Municipal or another local authority | Continuous | Quarterly | Quarterly | 0 | 1479.8 | 139218 | 92 | 42 | 25 | 17 | 49 | 25 | 24 |  |  | Approved
28342 | 2018-Q4 | Town of Rocky Harbour | Rocky Harbour Outfall | Rocky Harbour | Newfoundland and Labrador | Municipal or another local authority | Municipal or another local authority | Continuous | Quarterly | Quarterly | 0 | 1479.8 | 169589.5 | 92 | 30 | 25 | 5 | 48 | 25 | 23 |  |  | Approved
28342 | 2019-Q1 | Town of Rocky Harbour | Rocky Harbour Outfall | Rocky Harbour | Newfoundland and Labrador | Municipal or another local authority | Municipal or another local authority | Continuous | Quarterly | Quarterly | 0 | 1524.3 | 148038 | 90 | 20 | 25 | -5 | 30 | 25 | 5 |  |  | Approved
28342 | 2019-Q2 | Town of Rocky Harbour | Rocky Harbour Outfall | Rocky Harbour | Newfoundland and Labrador | Municipal or another local authority | Municipal or another local authority | Continuous | Quarterly | Quarterly | 0 | 1524.3 | 222289 | 91 | 100 | 25 | 75 | 116 | 25 | 91 |  |  | Approved
28342 | 2019-Q3 | Town of Rocky Harbour | Rocky Harbour Outfall | Rocky Harbour | Newfoundland and Labrador | Municipal or another local authority | Municipal or another local authority | Continuous | Quarterly | Quarterly | 0 | 1524.3 | 191231 | 92 | 50 | 25 | 25 | 61 | 25 | 36 |  |  | Approved
28342 | 2019-Q4 | Town of Rocky Harbour | Rocky Harbour Outfall | Rocky Harbour | Newfoundland and Labrador | Municipal or another local authority | Municipal or another local authority | Continuous | Quarterly | Quarterly | 0 | 1524.3 | 197982 | 92 | 33 | 25 | 8 | 29 | 25 | 4 |  |  | Approved
28342 | 2020-Q1 | Town of Rocky Harbour | Rocky Harbour Outfall | Rocky Harbour | Newfoundland and Labrador | Municipal or another local authority | Municipal or another local authority | Continuous | Quarterly | Quarterly | 0 | 2080.9 | 137410 | 91 | 34 | 25 | 9 | 33 | 25 | 8 |  |  | Approved
28342 | 2020-Q2 | Town of Rocky Harbour | Rocky Harbour Outfall | Rocky Harbour | Newfoundland and Labrador | Municipal or another local authority | Municipal or another local authority | Continuous | Quarterly | Quarterly | 0 | 2080.9 | 214942 | 91 | 51 | 25 | 26 | 35 | 25 | 10 |  |  | Approved
28342 | 2020-Q3 | Town of Rocky Harbour | Rocky Harbour Outfall | Rocky Harbour | Newfoundland and Labrador | Municipal or another local authority | Municipal or another local authority | Continuous | Quarterly | Quarterly | 0 | 2080.9 | 124500 | 92 | 72 | 25 | 47 | 38 | 25 | 13 |  |  | Approved
28342 | 2020-Q4 | Town of Rocky Harbour | Rocky Harbour Outfall | Rocky Harbour | Newfoundland and Labrador | Municipal or another local authority | Municipal or another local authority | Continuous | Quarterly | Quarterly | 0 | 2080.9 | 156532 | 92 | 58 | 25 | 33 | 33 | 25 | 8 |  |  | Approved
28342 | 2021-Q1 | Town of Rocky Harbour | Rocky Harbour Outfall | Rocky Harbour | Newfoundland and Labrador | Municipal or another local authority | Municipal or another local authority | Continuous | Quarterly | Quarterly | 0 | 1730.6 | 133676 | 90 | 57 | 25 | 32 | 29 | 25 | 4 |  |  | Approved
28342 | 2021-Q2 | Town of Rocky Harbour | Rocky Harbour Outfall | Rocky Harbour | Newfoundland and Labrador | Municipal or another local authority | Municipal or another local authority | Continuous | Quarterly | Quarterly | 0 | 1730.6 | 149271 | 91 | 33 | 25 | 8 | 40 | 25 | 15 |  |  | Approved
28342 | 2021-Q3 | Town of Rocky Harbour | Rocky Harbour Outfall | Rocky Harbour | Newfoundland and Labrador | Municipal or another local authority | Municipal or another local authority | Continuous | Quarterly | Quarterly | 0 | 1730.6 | 224466 | 92 | 53 | 25 | 28 | 23 | 25 | -2 |  |  | Approved
28342 | 2021-Q4 | Town of Rocky Harbour | Rocky Harbour Outfall | Rocky Harbour | Newfoundland and Labrador | Municipal or another local authority | Municipal or another local authority | Continuous | Quarterly | Quarterly | 0 | 1730.6 | 169302 | 92 | 31 | 25 | 6 | 22 | 25 | -3 |  |  | Approved
28342 | 2022-Q1 | Town of Rocky Harbour | Rocky Harbour Outfall | Rocky Harbour | Newfoundland and Labrador | Municipal or another local authority | Municipal or another local authority | Continuous | Quarterly | Quarterly | 0 | 1854 | 202063 | 90 | 26 | 25 | 1 | 18 | 25 | -7 |  |  | Approved
28342 | 2022-Q2 | Town of Rocky Harbour | Rocky Harbour Outfall | Rocky Harbour | Newfoundland and Labrador | Municipal or another local authority | Municipal or another local authority | Continuous | Quarterly | Quarterly | 0 | 1854 | 178163 | 91 | 69 | 25 | 44 | 82 | 25 | 57 |  |  | Approved
28342 | 2022-Q3 | Town of Rocky Harbour | Rocky Harbour Outfall | Rocky Harbour | Newfoundland and Labrador | Municipal or another local authority | Municipal or another local authority | Continuous | Quarterly | Quarterly | 0 | 1854 | 161762 | 92 | 117 | 25 | 92 | 48 | 25 | 23 |  |  | Approved
28342 | 2022-Q4 | Town of Rocky Harbour | Rocky Harbour Outfall | Rocky Harbour | Newfoundland and Labrador | Municipal or another local authority | Municipal or another local authority | Continuous | Quarterly | Quarterly | 0 | 1854 | 140863 | 92 | 61 | 25 | 36 | 77 | 25 | 52 |  |  | Approved
28342 | 2023-Q1 | Town of Rocky Harbour | Rocky Harbour Outfall | Rocky Harbour | Newfoundland and Labrador | Municipal or another local authority | Municipal or another local authority | Continuous | Quarterly | Quarterly | 0 | 1870.8 | 190765 | 90 | 27 | 25 | 2 | 21 | 25 | -4 |  |  | Approved
28342 | 2023-Q2 | Town of Rocky Harbour | Rocky Harbour Outfall | Rocky Harbour | Newfoundland and Labrador | Municipal or another local authority | Municipal or another local authority | Continuous | Quarterly | Quarterly | 0 | 1870.8 | 201257 | 91 | 40 | 25 | 15 | 29 | 25 | 4 |  |  | Approved
28342 | 2023-Q3 | Town of Rocky Harbour | Rocky Harbour Outfall | Rocky Harbour | Newfoundland and Labrador | Municipal or another local authority | Municipal or another local authority | Continuous | Quarterly | Quarterly | 0 | 1870.8 | 170011 | 92 | 40 | 25 | 15 | 42 | 25 | 17 |  |  | Approved
28342 | 2023-Q4 | Town of Rocky Harbour | Rocky Harbour Outfall | Rocky Harbour | Newfoundland and Labrador | Municipal or another local authority | Municipal or another local authority | Continuous | Quarterly | Quarterly | 0 | 1870.8 | 135348 | 92 | 27 | 25 | 2 | 23 | 25 | -2 |  |  | Approved
28342 | 2024-Q1 | Town of Rocky Harbour | Rocky Harbour Outfall | Rocky Harbour | Newfoundland and Labrador | Municipal or another local authority | Municipal or another local authority | Continuous | Quarterly | Quarterly | 0 | 1910.6 | 196414 | 91 | 28 | 25 | 3 | 302 | 25 | 277 |  |  | Approved
28342 | 2024-Q2 | Town of Rocky Harbour | Rocky Harbour Outfall | Rocky Harbour | Newfoundland and Labrador | Municipal or another local authority | Municipal or another local authority | Continuous | Quarterly | Quarterly | 0 | 1910.6 | 228209 | 91 | 105 | 25 | 80 | 135 | 25 | 110 |  |  | Approved
28342 | 2024-Q3 | Town of Rocky Harbour | Rocky Harbour Outfall | Rocky Harbour | Newfoundland and Labrador | Municipal or another local authority | Municipal or another local authority | Continuous | Quarterly | Quarterly | 0 | 1910.6 | 110723 | 92 | 38 | 25 | 13 | 34 | 25 | 9 |  |  | Approved
28342 | 2024-Q4 | Town of Rocky Harbour | Rocky Harbour Outfall | Rocky Harbour | Newfoundland and Labrador | Municipal or another local authority | Municipal or another local authority | Continuous | Quarterly | Quarterly | 0 | 1910.6 | 184877 | 92 | 36 | 25 | 11 | 70 | 25 | 45 |  |  | Approved
28343 | 2015-Q1 | Town of Badger | Badger Outfall | Badger | Newfoundland and Labrador | Municipal or another local authority | Municipal or another local authority | Continuous | Quarterly | Quarterly | 0 | 300 |  | 90 | 24 | 25 | -1 | 36 | 25 | 11 |  |  | Approved
28343 | 2015-Q2 | Town of Badger | Badger Outfall | Badger | Newfoundland and Labrador | Municipal or another local authority | Municipal or another local authority | Continuous | Quarterly | Quarterly | 0 | 300 |  | 91 | 31 | 25 | 6 | 28 | 25 | 3 |  |  | Approved
28343 | 2015-Q3 | Town of Badger | Badger Outfall | Badger | Newfoundland and Labrador | Municipal or another local authority | Municipal or another local authority | Continuous | Quarterly | Quarterly | 0 | 300 | 14777 | 92 | 105 | 25 | 80 | 79 | 25 | 54 |  |  | Approved
28343 | 2015-Q4 | Town of Badger | Badger Outfall | Badger | Newfoundland and Labrador | Municipal or another local authority | Municipal or another local authority | Continuous | Quarterly | Quarterly | 0 | 300 | 19888 | 92 | 52 | 25 | 27 | 31 | 25 | 6 |  |  | Approved
28343 | 2016-Q1 | Town of Badger | Badger Outfall | Badger | Newfoundland and Labrador | Municipal or another local authority | Municipal or another local authority | Continuous | Quarterly | Quarterly | 0 | 602.5 | 46206 | 91 | 82 | 25 | 57 | 60 | 25 | 35 |  |  | Approved
28343 | 2016-Q2 | Town of Badger | Badger Outfall | Badger | Newfoundland and Labrador | Municipal or another local authority | Municipal or another local authority | Continuous | Quarterly | Quarterly | 0 | 602.5 | 52084 | 91 | 42 | 25 | 17 | 49 | 25 | 24 |  |  | Approved
28343 | 2016-Q3 | Town of Badger | Badger Outfall | Badger | Newfoundland and Labrador | Municipal or another local authority | Municipal or another local authority | Continuous | Quarterly | Quarterly | 0 | 602.5 |  | 92 | 38 | 25 | 13 | 49 | 25 | 24 |  |  | Approved
28343 | 2016-Q4 | Town of Badger | Badger Outfall | Badger | Newfoundland and Labrador | Municipal or another local authority | Municipal or another local authority | Continuous | Quarterly | Quarterly | 0 | 602.5 | 39192 | 92 | 30 | 25 | 5 | 16 | 25 | -9 |  |  | Approved
28343 | 2017-Q1 | Town of Badger | Badger Outfall | Badger | Newfoundland and Labrador | Municipal or another local authority | Municipal or another local authority | Continuous | Quarterly | Quarterly | 0 | 391.7 | 75150 | 90 | 19 | 25 | -6 | 13 | 25 | -12 |  |  | Approved
28343 | 2017-Q2 | Town of Badger | Badger Outfall | Badger | Newfoundland and Labrador | Municipal or another local authority | Municipal or another local authority | Continuous | Quarterly | Quarterly | 0 | 391.7 | 46228 | 91 | 22 | 25 | -3 | 36 | 25 | 11 |  |  | Approved
28343 | 2017-Q3 | Town of Badger | Badger Outfall | Badger | Newfoundland and Labrador | Municipal or another local authority | Municipal or another local authority | Continuous | Quarterly | Quarterly | 0 | 391.7 | 33764 | 92 | 17 | 25 | -8 | 36 | 25 | 11 |  |  | Approved
28343 | 2017-Q4 | Town of Badger | Badger Outfall | Badger | Newfoundland and Labrador | Municipal or another local authority | Municipal or another local authority | Continuous | Quarterly | Quarterly | 0 | 391.7 | 29037 | 92 | 34 | 25 | 9 | 32 | 25 | 7 |  |  | Approved
28343 | 2018-Q1 | Town of Badger | Badger Outfall | Badger | Newfoundland and Labrador | Municipal or another local authority | Municipal or another local authority | Continuous | Quarterly | Quarterly | 0 | 504.6 | 13034 | 90 | 43 | 25 | 18 | 72 | 25 | 47 |  |  | Approved
28343 | 2018-Q2 | Town of Badger | Badger Outfall | Badger | Newfoundland and Labrador | Municipal or another local authority | Municipal or another local authority | Continuous | Quarterly | Quarterly | 0 | 504.6 | 75430 | 91 | 25 | 25 | 0 | 152 | 25 | 127 |  |  | Approved
28343 | 2018-Q3 | Town of Badger | Badger Outfall | Badger | Newfoundland and Labrador | Municipal or another local authority | Municipal or another local authority | Continuous | Quarterly | Quarterly | 0 | 504.6 | 44764 | 92 | 111 | 25 | 86 | 208 | 25 | 183 |  |  | Approved
28343 | 2018-Q4 | Town of Badger | Badger Outfall | Badger | Newfoundland and Labrador | Municipal or another local authority | Municipal or another local authority | Continuous | Quarterly | Quarterly | 0 | 504.6 | 51287 | 92 | 98 | 25 | 73 | 106 | 25 | 81 |  |  | Approved
28343 | 2019-Q1 | Town of Badger | Badger Outfall | Badger | Newfoundland and Labrador | Municipal or another local authority | Municipal or another local authority | Continuous | Quarterly | Quarterly | 0 | 505.5 | 45141 | 90 | 99 | 25 | 74 | 69 | 25 | 44 |  |  | Approved
28343 | 2019-Q2 | Town of Badger | Badger Outfall | Badger | Newfoundland and Labrador | Municipal or another local authority | Municipal or another local authority | Continuous | Quarterly | Quarterly | 0 | 505.5 | 76655 | 91 | 53 | 25 | 28 | 36 | 25 | 11 |  |  | Approved
28343 | 2019-Q3 | Town of Badger | Badger Outfall | Badger | Newfoundland and Labrador | Municipal or another local authority | Municipal or another local authority | Continuous | Quarterly | Quarterly | 0 | 505.5 | 29518 | 92 | 129 | 25 | 104 | 79 | 25 | 54 |  |  | Approved
28343 | 2019-Q4 | Town of Badger | Badger Outfall | Badger | Newfoundland and Labrador | Municipal or another local authority | Municipal or another local authority | Continuous | Quarterly | Quarterly | 0 | 505.5 | 38273 | 92 | 67 | 25 | 42 | 94 | 25 | 69 |  |  | Approved
28343 | 2020-Q1 | Town of Badger | Badger Outfall | Badger | Newfoundland and Labrador | Municipal or another local authority | Municipal or another local authority | Continuous | Quarterly | Quarterly | 0 | 519.4 | 25115 | 91 | 20 | 25 | -5 | 32 | 25 | 7 |  |  | Approved
28343 | 2020-Q2 | Town of Badger | Badger Outfall | Badger | Newfoundland and Labrador | Municipal or another local authority | Municipal or another local authority | Continuous | Quarterly | Quarterly | 0 | 519.4 | 83356 | 91 | 41 | 25 | 16 | 36 | 25 | 11 |  |  | Approved
28343 | 2020-Q3 | Town of Badger | Badger Outfall | Badger | Newfoundland and Labrador | Municipal or another local authority | Municipal or another local authority | Continuous | Quarterly | Quarterly | 0 | 519.4 | 40238 | 92 | 156 | 25 | 131 | 189 | 25 | 164 |  |  | Approved
28343 | 2020-Q4 | Town of Badger | Badger Outfall | Badger | Newfoundland and Labrador | Municipal or another local authority | Municipal or another local authority | Continuous | Quarterly | Quarterly | 0 | 519.4 | 41521 | 92 | 27 | 25 | 2 | 5 | 25 | -20 |  |  | Approved
28343 | 2021-Q1 | Town of Badger | Badger Outfall | Badger | Newfoundland and Labrador | Municipal or another local authority | Municipal or another local authority | Continuous | Quarterly | Quarterly | 0 | 519.8 | 39422 | 90 | 40 | 25 | 15 | 401 | 25 | 376 |  |  | Approved
28343 | 2021-Q2 | Town of Badger | Badger Outfall | Badger | Newfoundland and Labrador | Municipal or another local authority | Municipal or another local authority | Continuous | Quarterly | Quarterly | 0 | 519.8 | 65130 | 91 | 23 | 25 | -2 | 13 | 25 | -12 |  |  | Approved
28343 | 2021-Q3 | Town of Badger | Badger Outfall | Badger | Newfoundland and Labrador | Municipal or another local authority | Municipal or another local authority | Continuous | Quarterly | Quarterly | 0 | 519.8 | 32661 | 92 | 71 | 25 | 46 | 58 | 25 | 33 |  |  | Approved
28343 | 2021-Q4 | Town of Badger | Badger Outfall | Badger | Newfoundland and Labrador | Municipal or another local authority | Municipal or another local authority | Continuous | Quarterly | Quarterly | 0 | 519.8 | 39504 | 92 | 20 | 25 | -5 | 7 | 25 | -18 |  |  | Approved
28343 | 2022-Q1 | Town of Badger | Badger Outfall | Badger | Newfoundland and Labrador | Municipal or another local authority | Municipal or another local authority | Continuous | Quarterly | Quarterly | 0 | 484.2 | 81087 | 90 | 81 | 25 | 56 | 28 | 25 | 3 |  |  | Approved
28343 | 2022-Q2 | Town of Badger | Badger Outfall | Badger | Newfoundland and Labrador | Municipal or another local authority | Municipal or another local authority | Continuous | Quarterly | Quarterly | 0 | 484.2 | 97440 | 91 | 57 | 25 | 32 | 5 | 25 | -20 |  |  | Approved
28343 | 2022-Q3 | Town of Badger | Badger Outfall | Badger | Newfoundland and Labrador | Municipal or another local authority | Municipal or another local authority | Continuous | Quarterly | Quarterly | 0 | 484.2 | 39460 | 92 | 116 | 25 | 91 | 76 | 25 | 51 |  |  | Approved
28343 | 2022-Q4 | Town of Badger | Badger Outfall | Badger | Newfoundland and Labrador | Municipal or another local authority | Municipal or another local authority | Continuous | Quarterly | Quarterly | 0 | 484.2 | 52075 | 92 | 26 | 25 | 1 | 9 | 25 | -16 |  |  | Approved
28343 | 2023-Q1 | Town of Badger | Badger Outfall | Badger | Newfoundland and Labrador | Municipal or another local authority | Municipal or another local authority | Continuous | Quarterly | Quarterly | 0 | 739.9 | 79446 | 90 | 49 | 25 | 24 | 157 | 25 | 132 |  |  | Approved
28343 | 2023-Q2 | Town of Badger | Badger Outfall | Badger | Newfoundland and Labrador | Municipal or another local authority | Municipal or another local authority | Continuous | Quarterly | Quarterly | 0 | 739.9 | 71778 | 91 | 20 | 25 | -5 | 5 | 25 | -20 |  |  | Approved
28343 | 2023-Q3 | Town of Badger | Badger Outfall | Badger | Newfoundland and Labrador | Municipal or another local authority | Municipal or another local authority | Continuous | Quarterly | Quarterly | 0 | 739.9 | 37312 | 92 | 84 | 25 | 59 | 71 | 25 | 46 |  |  | Approved
28343 | 2023-Q4 | Town of Badger | Badger Outfall | Badger | Newfoundland and Labrador | Municipal or another local authority | Municipal or another local authority | Continuous | Quarterly | Quarterly | 0 | 739.9 | 30047 | 92 | 22 | 25 | -3 | 9 | 25 | -16 |  |  | Approved
28343 | 2024-Q1 | Town of Badger | Badger Outfall | Badger | Newfoundland and Labrador | Municipal or another local authority | Municipal or another local authority | Continuous | Quarterly | Quarterly | 0 | 598.9 | 31820 | 91 | 16 | 25 | -9 | 15 | 25 | -10 |  |  | Approved
28343 | 2024-Q2 | Town of Badger | Badger Outfall | Badger | Newfoundland and Labrador | Municipal or another local authority | Municipal or another local authority | Continuous | Quarterly | Quarterly | 0 | 598.9 | 67187 | 91 | 64 | 25 | 39 | 130 | 25 | 105 |  |  | Approved
28343 | 2024-Q3 | Town of Badger | Badger Outfall | Badger | Newfoundland and Labrador | Municipal or another local authority | Municipal or another local authority | Continuous | Quarterly | Quarterly | 0 | 598.9 | 28612 | 92 | 81 | 25 | 56 | 28 | 25 | 3 |  |  | Approved
28343 | 2024-Q4 | Town of Badger | Badger Outfall | Badger | Newfoundland and Labrador | Municipal or another local authority | Municipal or another local authority | Continuous | Quarterly | Quarterly | 0 | 598.9 | 18434 | 92 | 20 | 25 | -5 | 5 | 25 | -20 |  |  | Approved
28349 | 2015-Q3 | Conception Bay South | Pond Road Outfall | Conception Bay South | Newfoundland and Labrador | Municipal or another local authority | Municipal or another local authority | Continuous | Quarterly | Quarterly | 0 | 8500 | 33324 | 92 | 104 | 25 | 79 | 0 | 25 | -25 |  |  | Approved
28349 | 2015-Q4 | Conception Bay South | Pond Road Outfall | Conception Bay South | Newfoundland and Labrador | Municipal or another local authority | Municipal or another local authority | Continuous | Quarterly | Quarterly | 0 | 8500 | 9748 | 91 | 89.4 | 25 | 64.4 | 805 | 25 | 780 |  |  | Approved
28349 | 2016-Q1 | Conception Bay South | Pond Road Outfall | Conception Bay South | Newfoundland and Labrador | Municipal or another local authority | Municipal or another local authority | Continuous | Quarterly | Quarterly | 0 | 8500 | 106434 | 91 | 70 | 25 | 45 | 185 | 25 | 160 |  |  | Approved
28349 | 2016-Q2 | Conception Bay South | Pond Road Outfall | Conception Bay South | Newfoundland and Labrador | Municipal or another local authority | Municipal or another local authority | Continuous | Quarterly | Quarterly | 0 | 8500 | 106434 | 91 | 83 | 25 | 58 | 761 | 25 | 736 |  |  | Approved
28349 | 2016-Q3 | Conception Bay South | Pond Road Outfall | Conception Bay South | Newfoundland and Labrador | Municipal or another local authority | Municipal or another local authority | Continuous | Quarterly | Quarterly | 0 | 8500 | 107603 | 92 | 100 | 25 | 75 | 0 | 25 | -25 |  |  | Approved
28349 | 2016-Q4 | Conception Bay South | Pond Road Outfall | Conception Bay South | Newfoundland and Labrador | Municipal or another local authority | Municipal or another local authority | Continuous | Quarterly | Quarterly | 0 | 8500 | 107603 | 92 | 112 | 25 | 87 | 59 | 25 | 34 |  |  | Approved
28349 | 2017-Q1 | Conception Bay South | Pond Road Outfall | Conception Bay South | Newfoundland and Labrador | Municipal or another local authority | Municipal or another local authority | Continuous | Quarterly | Quarterly | 0 | 1169.6 | 1342600 | 90 | 83 | 25 | 58 | 170 | 25 | 145 |  |  | Approved
28349 | 2017-Q2 | Conception Bay South | Pond Road Outfall | Conception Bay South | Newfoundland and Labrador | Municipal or another local authority | Municipal or another local authority | Continuous | Quarterly | Quarterly | 0 | 1169.6 | 1432200 | 91 | 120 | 25 | 95 | 371 | 25 | 346 |  |  | Approved
28349 | 2017-Q3 | Conception Bay South | Pond Road Outfall | Conception Bay South | Newfoundland and Labrador | Municipal or another local authority | Municipal or another local authority | Continuous | Quarterly | Quarterly | 0 | 1169.6 | 1263400 | 92 | 249 | 25 | 224 | 130 | 25 | 105 |  |  | Approved
28349 | 2017-Q4 | Conception Bay South | Pond Road Outfall | Conception Bay South | Newfoundland and Labrador | Municipal or another local authority | Municipal or another local authority | Continuous | Quarterly | Quarterly | 0 | 1169.6 | 1338200 | 92 | 69 | 25 | 44 | 206 | 25 | 181 |  |  | Approved
28349 | 2018-Q1 | Conception Bay South | Pond Road Outfall | Conception Bay South | Newfoundland and Labrador | Municipal or another local authority | Municipal or another local authority | Continuous | Quarterly | Quarterly | 0 | 14729.9 | 1525000 | 90 | 117 | 25 | 92 | 214 | 25 | 189 |  |  | Approved
28349 | 2018-Q2 | Conception Bay South | Pond Road Outfall | Conception Bay South | Newfoundland and Labrador | Municipal or another local authority | Municipal or another local authority | Continuous | Quarterly | Quarterly | 0 | 14729.9 | 1421800 | 91 | 116 | 25 | 91 | 98 | 25 | 73 |  |  | Approved
28349 | 2018-Q3 | Conception Bay South | Pond Road Outfall | Conception Bay South | Newfoundland and Labrador | Municipal or another local authority | Municipal or another local authority | Continuous | Quarterly | Quarterly | 0 | 14729.9 | 1218500 | 92 | 135 | 25 | 110 | 102 | 25 | 77 |  |  | Approved
28349 | 2018-Q4 | Conception Bay South | Pond Road Outfall | Conception Bay South | Newfoundland and Labrador | Municipal or another local authority | Municipal or another local authority | Continuous | Quarterly | Quarterly | 0 | 14729.9 | 1570700 | 92 | 159 | 25 | 134 | 251 | 25 | 226 |  |  | Approved
28349 | 2019-Q1 | Conception Bay South | Pond Road Outfall | Conception Bay South | Newfoundland and Labrador | Municipal or another local authority | Municipal or another local authority | Continuous | Quarterly | Quarterly | 0 | 15715.1 | 1530250 | 90 | 108 | 25 | 83 | 175 | 25 | 150 |  |  | Approved
28349 | 2019-Q2 | Conception Bay South | Pond Road Outfall | Conception Bay South | Newfoundland and Labrador | Municipal or another local authority | Municipal or another local authority | Continuous | Quarterly | Quarterly | 0 | 15715.1 | 1368250 | 91 | 81 | 25 | 56 | 74 | 25 | 49 |  |  | Approved
28349 | 2019-Q3 | Conception Bay South | Pond Road Outfall | Conception Bay South | Newfoundland and Labrador | Municipal or another local authority | Municipal or another local authority | Continuous | Quarterly | Quarterly | 0 | 15715.1 | 1303500 | 92 | 140 | 25 | 115 | 165 | 25 | 140 |  |  | Approved
28349 | 2019-Q4 | Conception Bay South | Pond Road Outfall | Conception Bay South | Newfoundland and Labrador | Municipal or another local authority | Municipal or another local authority | Continuous | Quarterly | Quarterly | 0 | 15715.1 | 1500000 | 91 | 133 | 25 | 108 | 217 | 25 | 192 |  |  | Approved
28349 | 2020-Q1 | Conception Bay South | Pond Road Outfall | Conception Bay South | Newfoundland and Labrador | Municipal or another local authority | Municipal or another local authority | Continuous | Quarterly | Quarterly | 0 | 15621.9 | 1612572 | 91 | 103 | 25 | 78 | 67 | 25 | 42 |  |  | Approved
28349 | 2020-Q2 | Conception Bay South | Pond Road Outfall | Conception Bay South | Newfoundland and Labrador | Municipal or another local authority | Municipal or another local authority | Continuous | Quarterly | Quarterly | 0 | 15621.9 | 1820557 | 91 | 114 | 25 | 89 | 84 | 25 | 59 |  |  | Approved
28349 | 2020-Q3 | Conception Bay South | Pond Road Outfall | Conception Bay South | Newfoundland and Labrador | Municipal or another local authority | Municipal or another local authority | Continuous | Quarterly | Quarterly | 0 | 15621.9 | 1441489 | 92 | 123 | 25 | 98 | 92 | 25 | 67 |  |  | Approved
28349 | 2020-Q4 | Conception Bay South | Pond Road Outfall | Conception Bay South | Newfoundland and Labrador | Municipal or another local authority | Municipal or another local authority | Continuous | Quarterly | Quarterly | 0 | 15621.9 | 1616453 | 92 | 83 | 25 | 58 | 77 | 25 | 52 |  |  | Approved
28349 | 2021-Q1 | Conception Bay South | Pond Road Outfall | Conception Bay South | Newfoundland and Labrador | Municipal or another local authority | Municipal or another local authority | Continuous | Quarterly | Monthly | 1 | 17735.2 | 562476 | 31 | 72 | 25 | 47 | 53 | 25 | 28 |  |  | Approved
28349 | 2021-Q1 | Conception Bay South | Pond Road Outfall | Conception Bay South | Newfoundland and Labrador | Municipal or another local authority | Municipal or another local authority | Continuous | Quarterly | Monthly | 2 | 17735.2 | 513852 | 28 | 86 | 25 | 61 | 24 | 25 | -1 |  |  | Approved
28349 | 2021-Q1 | Conception Bay South | Pond Road Outfall | Conception Bay South | Newfoundland and Labrador | Municipal or another local authority | Municipal or another local authority | Continuous | Quarterly | Monthly | 3 | 17735.2 | 563342 | 31 | 93 | 25 | 68 | 188 | 25 | 163 |  |  | Approved
28349 | 2021-Q2 | Conception Bay South | Pond Road Outfall | Conception Bay South | Newfoundland and Labrador | Municipal or another local authority | Municipal or another local authority | Continuous | Quarterly | Monthly | 4 | 17735.2 | 622283 | 30 | 85 | 25 | 60 | 86 | 25 | 61 |  |  | Approved
28349 | 2021-Q2 | Conception Bay South | Pond Road Outfall | Conception Bay South | Newfoundland and Labrador | Municipal or another local authority | Municipal or another local authority | Continuous | Quarterly | Monthly | 5 | 17735.2 | 485097 | 31 | 80 | 25 | 55 | 32 | 25 | 7 |  |  | Approved
28349 | 2021-Q2 | Conception Bay South | Pond Road Outfall | Conception Bay South | Newfoundland and Labrador | Municipal or another local authority | Municipal or another local authority | Continuous | Quarterly | Monthly | 6 | 17735.2 | 430176 | 30 | 146 | 25 | 121 | 57 | 25 | 32 |  |  | Approved
28349 | 2021-Q3 | Conception Bay South | Pond Road Outfall | Conception Bay South | Newfoundland and Labrador | Municipal or another local authority | Municipal or another local authority | Continuous | Quarterly | Monthly | 7 | 17735.2 | 432565 | 31 | 64 | 25 | 39 | 83 | 25 | 58 |  |  | Approved
28349 | 2021-Q3 | Conception Bay South | Pond Road Outfall | Conception Bay South | Newfoundland and Labrador | Municipal or another local authority | Municipal or another local authority | Continuous | Quarterly | Monthly | 8 | 17735.2 | 433697 | 31 | 144 | 25 | 119 | 62 | 25 | 37 |  |  | Approved
28349 | 2021-Q3 | Conception Bay South | Pond Road Outfall | Conception Bay South | Newfoundland and Labrador | Municipal or another local authority | Municipal or another local authority | Continuous | Quarterly | Monthly | 9 | 17735.2 | 437142 | 30 | 172 | 25 | 147 | 46 | 25 | 21 |  |  | Approved
28349 | 2021-Q4 | Conception Bay South | Pond Road Outfall | Conception Bay South | Newfoundland and Labrador | Municipal or another local authority | Municipal or another local authority | Continuous | Quarterly | Monthly | 10 | 17735.2 | 485630 | 31 | 232 | 25 | 207 | 390 | 25 | 365 |  |  | Approved
28349 | 2021-Q4 | Conception Bay South | Pond Road Outfall | Conception Bay South | Newfoundland and Labrador | Municipal or another local authority | Municipal or another local authority | Continuous | Quarterly | Monthly | 11 | 17735.2 | 589196 | 30 | 103 | 25 | 78 | 94 | 25 | 69 |  |  | Approved
28349 | 2021-Q4 | Conception Bay South | Pond Road Outfall | Conception Bay South | Newfoundland and Labrador | Municipal or another local authority | Municipal or another local authority | Continuous | Quarterly | Monthly | 12 | 17735.2 | 635122 | 31 | 92 | 25 | 67 | 71 | 25 | 46 |  |  | Approved
28349 | 2022-Q1 | Conception Bay South | Pond Road Outfall | Conception Bay South | Newfoundland and Labrador | Municipal or another local authority | Municipal or another local authority | Continuous | Quarterly | Quarterly | 0 | 16960.5 | 2107476 | 90 | 71 | 25 | 46 | 39 | 25 | 14 |  |  | Approved
28349 | 2022-Q2 | Conception Bay South | Pond Road Outfall | Conception Bay South | Newfoundland and Labrador | Municipal or another local authority | Municipal or another local authority | Continuous | Quarterly | Quarterly | 0 | 16960.5 | 1685081 | 91 | 93 | 25 | 68 | 51 | 25 | 26 |  |  | Approved
28349 | 2022-Q3 | Conception Bay South | Pond Road Outfall | Conception Bay South | Newfoundland and Labrador | Municipal or another local authority | Municipal or another local authority | Continuous | Quarterly | Quarterly | 0 | 16960.5 | 1686941 | 92 | 84 | 25 | 59 | 120 | 25 | 95 |  |  | Approved
28349 | 2022-Q4 | Conception Bay South | Pond Road Outfall | Conception Bay South | Newfoundland and Labrador | Municipal or another local authority | Municipal or another local authority | Continuous | Quarterly | Quarterly | 0 | 16960.5 | 1814756 | 92 | 85 | 25 | 60 | 44 | 25 | 19 |  |  | Approved
28349 | 2023-Q1 | Conception Bay South | Pond Road Outfall | Conception Bay South | Newfoundland and Labrador | Municipal or another local authority | Municipal or another local authority | Continuous | Quarterly | Monthly | 1 | 19984.3 | 659273 | 31 | 79 | 25 | 54 | 73 | 25 | 48 |  |  | Approved
28349 | 2023-Q1 | Conception Bay South | Pond Road Outfall | Conception Bay South | Newfoundland and Labrador | Municipal or another local authority | Municipal or another local authority | Continuous | Quarterly | Monthly | 2 | 19984.3 | 660000 | 28 | 55 | 25 | 30 | 17 | 25 | -8 |  |  | Approved
28349 | 2023-Q1 | Conception Bay South | Pond Road Outfall | Conception Bay South | Newfoundland and Labrador | Municipal or another local authority | Municipal or another local authority | Continuous | Quarterly | Monthly | 3 | 19984.3 | 589970 | 31 | 70 | 25 | 45 | 147 | 25 | 122 |  |  | Approved
28349 | 2023-Q2 | Conception Bay South | Pond Road Outfall | Conception Bay South | Newfoundland and Labrador | Municipal or another local authority | Municipal or another local authority | Continuous | Quarterly | Monthly | 4 | 19984.3 | 526523 | 30 | 67 | 25 | 42 | 71 | 25 | 46 |  |  | Approved
28349 | 2023-Q2 | Conception Bay South | Pond Road Outfall | Conception Bay South | Newfoundland and Labrador | Municipal or another local authority | Municipal or another local authority | Continuous | Quarterly | Monthly | 5 | 19984.3 | 567517 | 31 | 128 | 25 | 103 | 52 | 25 | 27 |  |  | Approved
28349 | 2023-Q2 | Conception Bay South | Pond Road Outfall | Conception Bay South | Newfoundland and Labrador | Municipal or another local authority | Municipal or another local authority | Continuous | Quarterly | Monthly | 6 | 19984.3 | 568271 | 30 | 79 | 25 | 54 | 115 | 25 | 90 |  |  | Approved
28349 | 2023-Q3 | Conception Bay South | Pond Road Outfall | Conception Bay South | Newfoundland and Labrador | Municipal or another local authority | Municipal or another local authority | Continuous | Quarterly | Monthly | 7 | 19984.3 | 536785 | 31 | 68 | 25 | 43 | 24 | 25 | -1 |  |  | Approved
28349 | 2023-Q3 | Conception Bay South | Pond Road Outfall | Conception Bay South | Newfoundland and Labrador | Municipal or another local authority | Municipal or another local authority | Continuous | Quarterly | Monthly | 8 | 19984.3 | 511091 | 31 | 157 | 25 | 132 | 119 | 25 | 94 |  |  | Approved
28349 | 2023-Q3 | Conception Bay South | Pond Road Outfall | Conception Bay South | Newfoundland and Labrador | Municipal or another local authority | Municipal or another local authority | Continuous | Quarterly | Monthly | 9 | 19984.3 | 498583 | 30 | 115 | 25 | 90 | 148 | 25 | 123 |  |  | Approved
28349 | 2023-Q4 | Conception Bay South | Pond Road Outfall | Conception Bay South | Newfoundland and Labrador | Municipal or another local authority | Municipal or another local authority | Continuous | Quarterly | Monthly | 10 | 19984.3 | 558687 | 31 | 56.6 | 25 | 31.6 | 47.3 | 25 | 22.3 |  |  | Approved
28349 | 2023-Q4 | Conception Bay South | Pond Road Outfall | Conception Bay South | Newfoundland and Labrador | Municipal or another local authority | Municipal or another local authority | Continuous | Quarterly | Monthly | 11 | 19984.3 | 563827 | 30 | 84 | 25 | 59 | 29.5 | 25 | 4.5 |  |  | Approved
28349 | 2023-Q4 | Conception Bay South | Pond Road Outfall | Conception Bay South | Newfoundland and Labrador | Municipal or another local authority | Municipal or another local authority | Continuous | Quarterly | Monthly | 12 | 19984.3 | 538724 | 31 | 98 | 25 | 73 | 25 | 25 | 0 |  |  | Approved
28349 | 2024-Q1 | Conception Bay South | Pond Road Outfall | Conception Bay South | Newfoundland and Labrador | Municipal or another local authority | Municipal or another local authority | Continuous | Quarterly | Monthly | 1 | 18573.3 | 535028 | 31 | 86 | 25 | 61 | 13 | 25 | -12 |  |  | Approved
28349 | 2024-Q1 | Conception Bay South | Pond Road Outfall | Conception Bay South | Newfoundland and Labrador | Municipal or another local authority | Municipal or another local authority | Continuous | Quarterly | Monthly | 2 | 18573.3 | 610386 | 29 | 159 | 25 | 134 | 36 | 25 | 11 |  |  | Approved
28349 | 2024-Q1 | Conception Bay South | Pond Road Outfall | Conception Bay South | Newfoundland and Labrador | Municipal or another local authority | Municipal or another local authority | Continuous | Quarterly | Monthly | 3 | 18573.3 | 919059 | 31 | 43.5 | 25 | 18.5 | 13.5 | 25 | -11.5 |  |  | Approved
28349 | 2024-Q2 | Conception Bay South | Pond Road Outfall | Conception Bay South | Newfoundland and Labrador | Municipal or another local authority | Municipal or another local authority | Continuous | Quarterly | Monthly | 4 | 18573.3 | 647959 | 30 | 65 | 25 | 40 | 24 | 25 | -1 |  |  | Approved
28349 | 2024-Q2 | Conception Bay South | Pond Road Outfall | Conception Bay South | Newfoundland and Labrador | Municipal or another local authority | Municipal or another local authority | Continuous | Quarterly | Monthly | 5 | 18573.3 | 575102 | 31 | 63 | 25 | 38 | 12 | 25 | -13 |  |  | Approved
28349 | 2024-Q2 | Conception Bay South | Pond Road Outfall | Conception Bay South | Newfoundland and Labrador | Municipal or another local authority | Municipal or another local authority | Continuous | Quarterly | Monthly | 6 | 18573.3 | 588096 | 30 | 88 | 25 | 63 | 131 | 25 | 106 |  |  | Approved
28349 | 2024-Q3 | Conception Bay South | Pond Road Outfall | Conception Bay South | Newfoundland and Labrador | Municipal or another local authority | Municipal or another local authority | Continuous | Quarterly | Monthly | 7 | 18573.3 | 597103.1 | 31 | 75 | 25 | 50 | 71 | 25 | 46 |  |  | Approved
28349 | 2024-Q3 | Conception Bay South | Pond Road Outfall | Conception Bay South | Newfoundland and Labrador | Municipal or another local authority | Municipal or another local authority | Continuous | Quarterly | Monthly | 8 | 18573.3 | 516065.5 | 31 | 83 | 25 | 58 | 151 | 25 | 126 |  |  | Approved
28349 | 2024-Q3 | Conception Bay South | Pond Road Outfall | Conception Bay South | Newfoundland and Labrador | Municipal or another local authority | Municipal or another local authority | Continuous | Quarterly | Monthly | 9 | 18573.3 | 501688.7 | 30 | 125 | 25 | 100 | 102 | 25 | 77 |  |  | Approved
28349 | 2024-Q4 | Conception Bay South | Pond Road Outfall | Conception Bay South | Newfoundland and Labrador | Municipal or another local authority | Municipal or another local authority | Continuous | Quarterly | Monthly | 10 | 18573.3 | 518608.5 | 31 | 156.5 | 25 | 131.5 | 154.5 | 25 | 129.5 |  |  | Approved
28349 | 2024-Q4 | Conception Bay South | Pond Road Outfall | Conception Bay South | Newfoundland and Labrador | Municipal or another local authority | Municipal or another local authority | Continuous | Quarterly | Monthly | 11 | 18573.3 | 788064.8 | 30 | 59.5 | 25 | 34.5 | 64.5 | 25 | 39.5 |  |  | Approved
28349 | 2024-Q4 | Conception Bay South | Pond Road Outfall | Conception Bay South | Newfoundland and Labrador | Municipal or another local authority | Municipal or another local authority | Continuous | Quarterly | Monthly | 12 | 18573.3 | 835825.8 | 31 | 49.5 | 25 | 24.5 | 46 | 25 | 21 |  |  | Approved
28364 | 2016-Q1 | Town of Port Aux Basques | Mouse Island Outfall | Port aux Basques | Newfoundland and Labrador | Municipal or another local authority | Municipal or another local authority | Continuous | Quarterly | Quarterly | 0 | 200 | 22065 | 91 | 56 | 25 | 31 | 72 | 25 | 47 |  |  | Approved
28364 | 2016-Q2 | Town of Port Aux Basques | Mouse Island Outfall | Port aux Basques | Newfoundland and Labrador | Municipal or another local authority | Municipal or another local authority | Continuous | Quarterly | Quarterly | 0 | 200 | 28772 | 91 | 32 | 25 | 7 | 66 | 25 | 41 |  |  | Approved
28364 | 2016-Q3 | Town of Port Aux Basques | Mouse Island Outfall | Port aux Basques | Newfoundland and Labrador | Municipal or another local authority | Municipal or another local authority | Continuous | Quarterly | Quarterly | 0 | 200 | 24266 | 92 | 20 | 25 | -5 | 25 | 25 | 0 |  |  | Approved
28364 | 2016-Q4 | Town of Port Aux Basques | Mouse Island Outfall | Port aux Basques | Newfoundland and Labrador | Municipal or another local authority | Municipal or another local authority | Continuous | Quarterly | Quarterly | 0 | 200 | 52900 | 92 | 25 | 25 | 0 | 20 | 25 | -5 |  |  | Approved
28364 | 2017-Q1 | Town of Port Aux Basques | Mouse Island Outfall | Port aux Basques | Newfoundland and Labrador | Municipal or another local authority | Municipal or another local authority | Continuous | Quarterly | Quarterly | 0 | 349.7 | 63272 | 90 | 17 | 25 | -8 | 19 | 25 | -6 |  |  | Approved
28364 | 2017-Q2 | Town of Port Aux Basques | Mouse Island Outfall | Port aux Basques | Newfoundland and Labrador | Municipal or another local authority | Municipal or another local authority | Continuous | Quarterly | Quarterly | 0 | 349.7 | 67158 | 91 | 28 | 25 | 3 | 33 | 25 | 8 |  |  | Approved
28364 | 2017-Q3 | Town of Port Aux Basques | Mouse Island Outfall | Port aux Basques | Newfoundland and Labrador | Municipal or another local authority | Municipal or another local authority | Continuous | Quarterly | Quarterly | 0 | 349.7 | 13984 | 92 | 32 | 25 | 7 | 43 | 25 | 18 |  |  | Approved
28364 | 2017-Q4 | Town of Port Aux Basques | Mouse Island Outfall | Port aux Basques | Newfoundland and Labrador | Municipal or another local authority | Municipal or another local authority | Continuous | Quarterly | Quarterly | 0 | 349.7 | 9995 | 92 | 34 | 25 | 9 | 28 | 25 | 3 |  |  | Approved
28364 | 2018-Q1 | Town of Port Aux Basques | Mouse Island Outfall | Port aux Basques | Newfoundland and Labrador | Municipal or another local authority | Municipal or another local authority | Continuous | Quarterly | Quarterly | 0 | 423 | 45920 | 90 | 27 | 25 | 2 | 13 | 25 | -12 |  |  | Approved
28364 | 2018-Q2 | Town of Port Aux Basques | Mouse Island Outfall | Port aux Basques | Newfoundland and Labrador | Municipal or another local authority | Municipal or another local authority | Continuous | Quarterly | Quarterly | 0 | 423 | 43992 | 91 | 81 | 25 | 56 | 58 | 25 | 33 |  |  | Approved
28364 | 2018-Q3 | Town of Port Aux Basques | Mouse Island Outfall | Port aux Basques | Newfoundland and Labrador | Municipal or another local authority | Municipal or another local authority | Continuous | Quarterly | Quarterly | 0 | 423 | 43992 | 92 | 81 | 25 | 56 | 58 | 25 | 33 |  |  | Approved
28364 | 2018-Q4 | Town of Port Aux Basques | Mouse Island Outfall | Port aux Basques | Newfoundland and Labrador | Municipal or another local authority | Municipal or another local authority | Continuous | Quarterly | Quarterly | 0 | 423 | 30681.5 | 92 | 60 | 25 | 35 | 143 | 25 | 118 |  |  | Approved
28364 | 2019-Q1 | Town of Port Aux Basques | Mouse Island Outfall | Port aux Basques | Newfoundland and Labrador | Municipal or another local authority | Municipal or another local authority | Continuous | Quarterly | Quarterly | 0 | 450.9 | 11588 | 90 | 65 | 25 | 40 | 36 | 25 | 11 |  |  | Approved
28364 | 2019-Q2 | Town of Port Aux Basques | Mouse Island Outfall | Port aux Basques | Newfoundland and Labrador | Municipal or another local authority | Municipal or another local authority | Continuous | Quarterly | Quarterly | 0 | 450.9 | 16846 | 91 | 13 | 25 | -12 | 10 | 25 | -15 |  |  | Approved
28364 | 2019-Q3 | Town of Port Aux Basques | Mouse Island Outfall | Port aux Basques | Newfoundland and Labrador | Municipal or another local authority | Municipal or another local authority | Continuous | Quarterly | Quarterly | 0 | 450.9 | 4914 | 92 | 55 | 25 | 30 | 41 | 25 | 16 |  |  | Approved
28364 | 2019-Q4 | Town of Port Aux Basques | Mouse Island Outfall | Port aux Basques | Newfoundland and Labrador | Municipal or another local authority | Municipal or another local authority | Continuous | Quarterly | Quarterly | 0 | 450.9 | 4827 | 92 | 108 | 25 | 83 | 61 | 25 | 36 |  |  | Approved
28364 | 2020-Q1 | Town of Port Aux Basques | Mouse Island Outfall | Port aux Basques | Newfoundland and Labrador | Municipal or another local authority | Municipal or another local authority | Continuous | Quarterly | Quarterly | 0 | 104.6 | 39403 | 91 | 41 | 25 | 16 | 26 | 25 | 1 |  |  | Approved
28364 | 2020-Q2 | Town of Port Aux Basques | Mouse Island Outfall | Port aux Basques | Newfoundland and Labrador | Municipal or another local authority | Municipal or another local authority | Continuous | Quarterly | Quarterly | 0 | 104.6 | 29575 | 91 | 33 | 25 | 8 | 19 | 25 | -6 |  |  | Approved
28364 | 2020-Q3 | Town of Port Aux Basques | Mouse Island Outfall | Port aux Basques | Newfoundland and Labrador | Municipal or another local authority | Municipal or another local authority | Continuous | Quarterly | Quarterly | 0 | 104.6 | 13858 | 92 | 61 | 25 | 36 | 29 | 25 | 4 |  |  | Approved
28364 | 2020-Q4 | Town of Port Aux Basques | Mouse Island Outfall | Port aux Basques | Newfoundland and Labrador | Municipal or another local authority | Municipal or another local authority | Continuous | Quarterly | Quarterly | 0 | 104.6 | 15840 | 92 | 116 | 25 | 91 | 179 | 25 | 154 |  |  | Approved
28364 | 2021-Q1 | Town of Port Aux Basques | Mouse Island Outfall | Port aux Basques | Newfoundland and Labrador | Municipal or another local authority | Municipal or another local authority | Continuous | Quarterly | Quarterly | 0 | 269.6 | 19712 | 90 | 49 | 25 | 24 | 15 | 25 | -10 |  |  | Approved
28364 | 2021-Q2 | Town of Port Aux Basques | Mouse Island Outfall | Port aux Basques | Newfoundland and Labrador | Municipal or another local authority | Municipal or another local authority | Continuous | Quarterly | Quarterly | 0 | 269.6 | 13975 | 91 | 53 | 25 | 28 | 181 | 25 | 156 |  |  | Approved
28364 | 2021-Q3 | Town of Port Aux Basques | Mouse Island Outfall | Port aux Basques | Newfoundland and Labrador | Municipal or another local authority | Municipal or another local authority | Continuous | Quarterly | Quarterly | 0 | 269.6 | 7732 | 92 | 74 | 25 | 49 | 65 | 25 | 40 |  |  | Approved
28364 | 2021-Q4 | Town of Port Aux Basques | Mouse Island Outfall | Port aux Basques | Newfoundland and Labrador | Municipal or another local authority | Municipal or another local authority | Continuous | Quarterly | Quarterly | 0 | 269.6 | 9273 | 92 | 53 | 25 | 28 | 46 | 25 | 21 |  |  | Approved
28364 | 2022-Q1 | Town of Port Aux Basques | Mouse Island Outfall | Port aux Basques | Newfoundland and Labrador | Municipal or another local authority | Municipal or another local authority | Continuous | Quarterly | Quarterly | 0 | 138.9 | 14055 | 90 | 54 | 25 | 29 | 132 | 25 | 107 |  |  | Approved
28364 | 2022-Q2 | Town of Port Aux Basques | Mouse Island Outfall | Port aux Basques | Newfoundland and Labrador | Municipal or another local authority | Municipal or another local authority | Continuous | Quarterly | Quarterly | 0 | 138.9 | 4732 | 91 | 152 | 25 | 127 | 37 | 25 | 12 |  |  | Approved
28364 | 2022-Q3 | Town of Port Aux Basques | Mouse Island Outfall | Port aux Basques | Newfoundland and Labrador | Municipal or another local authority | Municipal or another local authority | Continuous | Quarterly | Quarterly | 0 | 138.9 | 10795 | 92 | 113 | 25 | 88 | 32 | 25 | 7 |  |  | Approved
28364 | 2022-Q4 | Town of Port Aux Basques | Mouse Island Outfall | Port aux Basques | Newfoundland and Labrador | Municipal or another local authority | Municipal or another local authority | Continuous | Quarterly | Quarterly | 0 | 138.9 | 12556 | 92 | 107 | 25 | 82 | 98 | 25 | 73 |  |  | Approved
28365 | 2016-Q1 | Town of Port Aux Basques | Park Outfall | Port aux Basques | Newfoundland and Labrador | Municipal or another local authority | Municipal or another local authority | Continuous | Quarterly | Quarterly | 0 | 400 | 50291 | 91 | 62 | 25 | 37 | 126 | 25 | 101 |  |  | Approved
28365 | 2016-Q2 | Town of Port Aux Basques | Park Outfall | Port aux Basques | Newfoundland and Labrador | Municipal or another local authority | Municipal or another local authority | Continuous | Quarterly | Quarterly | 0 | 400 | 40385 | 91 | 183 | 25 | 158 | 71 | 25 | 46 |  |  | Approved
28365 | 2016-Q3 | Town of Port Aux Basques | Park Outfall | Port aux Basques | Newfoundland and Labrador | Municipal or another local authority | Municipal or another local authority | Continuous | Quarterly | Quarterly | 0 | 400 | 30091 | 92 | 12 | 25 | -13 | 39 | 25 | 14 |  |  | Approved
28365 | 2016-Q4 | Town of Port Aux Basques | Park Outfall | Port aux Basques | Newfoundland and Labrador | Municipal or another local authority | Municipal or another local authority | Continuous | Quarterly | Quarterly | 0 | 400 | 42509 | 92 | 26 | 25 | 1 | 25 | 25 | 0 |  |  | Approved
28365 | 2017-Q1 | Town of Port Aux Basques | Park Outfall | Port aux Basques | Newfoundland and Labrador | Municipal or another local authority | Municipal or another local authority | Continuous | Quarterly | Quarterly | 0 | 446.1 | 42334 | 90 | 18 | 25 | -7 | 20 | 25 | -5 |  |  | Approved
28365 | 2017-Q2 | Town of Port Aux Basques | Park Outfall | Port aux Basques | Newfoundland and Labrador | Municipal or another local authority | Municipal or another local authority | Continuous | Quarterly | Quarterly | 0 | 446.1 | 29368 | 91 | 14 | 25 | -11 | 39 | 25 | 14 |  |  | Approved
28365 | 2017-Q3 | Town of Port Aux Basques | Park Outfall | Port aux Basques | Newfoundland and Labrador | Municipal or another local authority | Municipal or another local authority | Continuous | Quarterly | Quarterly | 0 | 446.1 | 21804 | 92 | 33 | 25 | 8 | 37 | 25 | 12 |  |  | Approved
28365 | 2017-Q4 | Town of Port Aux Basques | Park Outfall | Port aux Basques | Newfoundland and Labrador | Municipal or another local authority | Municipal or another local authority | Continuous | Quarterly | Quarterly | 0 | 446.1 | 47151 | 92 | 30 | 25 | 5 | 24 | 25 | -1 |  |  | Approved
28365 | 2018-Q1 | Town of Port Aux Basques | Park Outfall | Port aux Basques | Newfoundland and Labrador | Municipal or another local authority | Municipal or another local authority | Continuous | Quarterly | Quarterly | 0 | 385.4 | 76167 | 90 | 48 | 25 | 23 | 40 | 25 | 15 |  |  | Approved
28365 | 2018-Q2 | Town of Port Aux Basques | Park Outfall | Port aux Basques | Newfoundland and Labrador | Municipal or another local authority | Municipal or another local authority | Continuous | Quarterly | Quarterly | 0 | 385.4 | 18886 | 91 | 36 | 25 | 11 | 22 | 25 | -3 |  |  | Approved
28365 | 2018-Q3 | Town of Port Aux Basques | Park Outfall | Port aux Basques | Newfoundland and Labrador | Municipal or another local authority | Municipal or another local authority | Continuous | Quarterly | Quarterly | 0 | 385.4 | 18886 | 92 | 33 | 25 | 8 | 22 | 25 | -3 |  |  | Approved
28365 | 2018-Q4 | Town of Port Aux Basques | Park Outfall | Port aux Basques | Newfoundland and Labrador | Municipal or another local authority | Municipal or another local authority | Continuous | Quarterly | Quarterly | 0 | 385.4 | 18723.3 | 92 | 84 | 25 | 59 | 71 | 25 | 46 |  |  | Approved
28365 | 2019-Q1 | Town of Port Aux Basques | Park Outfall | Port aux Basques | Newfoundland and Labrador | Municipal or another local authority | Municipal or another local authority | Continuous | Quarterly | Quarterly | 0 | 363.5 | 24135 | 90 | 68 | 25 | 43 | 47 | 25 | 22 |  |  | Approved
28365 | 2019-Q2 | Town of Port Aux Basques | Park Outfall | Port aux Basques | Newfoundland and Labrador | Municipal or another local authority | Municipal or another local authority | Continuous | Quarterly | Quarterly | 0 | 363.5 | 20183 | 91 | 31 | 25 | 6 | 18 | 25 | -7 |  |  | Approved
28365 | 2019-Q3 | Town of Port Aux Basques | Park Outfall | Port aux Basques | Newfoundland and Labrador | Municipal or another local authority | Municipal or another local authority | Continuous | Quarterly | Quarterly | 0 | 363.5 | 11172 | 92 | 79 | 25 | 54 | 52 | 25 | 27 |  |  | Approved
28365 | 2019-Q4 | Town of Port Aux Basques | Park Outfall | Port aux Basques | Newfoundland and Labrador | Municipal or another local authority | Municipal or another local authority | Continuous | Quarterly | Quarterly | 0 | 363.5 | 13048 | 92 | 102 | 25 | 77 | 93 | 25 | 68 |  |  | Approved
28365 | 2020-Q1 | Town of Port Aux Basques | Park Outfall | Port aux Basques | Newfoundland and Labrador | Municipal or another local authority | Municipal or another local authority | Continuous | Quarterly | Quarterly | 0 | 187.8 | 21203 | 91 | 34 | 25 | 9 | 26 | 25 | 1 |  |  | Approved
28365 | 2020-Q2 | Town of Port Aux Basques | Park Outfall | Port aux Basques | Newfoundland and Labrador | Municipal or another local authority | Municipal or another local authority | Continuous | Quarterly | Quarterly | 0 | 187.8 | 29120 | 91 | 39 | 25 | 14 | 14 | 25 | -11 |  |  | Approved
28365 | 2020-Q3 | Town of Port Aux Basques | Park Outfall | Port aux Basques | Newfoundland and Labrador | Municipal or another local authority | Municipal or another local authority | Continuous | Quarterly | Quarterly | 0 | 187.8 | 16611 | 92 | 90 | 25 | 65 | 47 | 25 | 22 |  |  | Approved
28365 | 2020-Q4 | Town of Port Aux Basques | Park Outfall | Port aux Basques | Newfoundland and Labrador | Municipal or another local authority | Municipal or another local authority | Continuous | Quarterly | Quarterly | 0 | 187.8 | 46418 | 92 | 56 | 25 | 31 | 44 | 25 | 19 |  |  | Approved
28365 | 2021-Q1 | Town of Port Aux Basques | Park Outfall | Port aux Basques | Newfoundland and Labrador | Municipal or another local authority | Municipal or another local authority | Continuous | Quarterly | Quarterly | 0 | 309.7 | 58653 | 90 | 41 | 25 | 16 | 19 | 25 | -6 |  |  | Approved
28365 | 2021-Q2 | Town of Port Aux Basques | Park Outfall | Port aux Basques | Newfoundland and Labrador | Municipal or another local authority | Municipal or another local authority | Continuous | Quarterly | Quarterly | 0 | 309.7 | 27801 | 91 | 54 | 25 | 29 | 25 | 25 | 0 |  |  | Approved
28365 | 2021-Q3 | Town of Port Aux Basques | Park Outfall | Port aux Basques | Newfoundland and Labrador | Municipal or another local authority | Municipal or another local authority | Continuous | Quarterly | Quarterly | 0 | 309.7 | 11060 | 92 | 42 | 25 | 17 | 33 | 25 | 8 |  |  | Approved
28365 | 2021-Q4 | Town of Port Aux Basques | Park Outfall | Port aux Basques | Newfoundland and Labrador | Municipal or another local authority | Municipal or another local authority | Continuous | Quarterly | Quarterly | 0 | 309.7 | 66000 | 92 | 52 | 25 | 27 | 65 | 25 | 40 |  |  | Approved
28365 | 2022-Q1 | Town of Port Aux Basques | Park Outfall | Port aux Basques | Newfoundland and Labrador | Municipal or another local authority | Municipal or another local authority | Continuous | Quarterly | Quarterly | 0 | 448 | 58809 | 90 | 37 | 25 | 12 | 21 | 25 | -4 |  |  | Approved
28365 | 2022-Q2 | Town of Port Aux Basques | Park Outfall | Port aux Basques | Newfoundland and Labrador | Municipal or another local authority | Municipal or another local authority | Continuous | Quarterly | Quarterly | 0 | 448 | 40631 | 91 | 130 | 25 | 105 | 41 | 25 | 16 |  |  | Approved
28365 | 2022-Q3 | Town of Port Aux Basques | Park Outfall | Port aux Basques | Newfoundland and Labrador | Municipal or another local authority | Municipal or another local authority | Continuous | Quarterly | Quarterly | 0 | 448 | 42114 | 92 | 87 | 25 | 62 | 175 | 25 | 150 |  |  | Approved
28365 | 2022-Q4 | Town of Port Aux Basques | Park Outfall | Port aux Basques | Newfoundland and Labrador | Municipal or another local authority | Municipal or another local authority | Continuous | Quarterly | Quarterly | 0 | 448 | 47184 | 92 | 83 | 25 | 58 | 20 | 25 | -5 |  |  | Approved
28365 | 2023-Q1 | Town of Port Aux Basques | Park Outfall | Port aux Basques | Newfoundland and Labrador | Municipal or another local authority | Municipal or another local authority | Continuous | Quarterly | Quarterly | 0 | 517.1 | 47263 | 90 | 61 | 25 | 36 | 40 | 25 | 15 |  |  | Approved
28365 | 2023-Q2 | Town of Port Aux Basques | Park Outfall | Port aux Basques | Newfoundland and Labrador | Municipal or another local authority | Municipal or another local authority | Continuous | Quarterly | Quarterly | 0 | 517.1 | 39286 | 91 | 39 | 25 | 14 | 23 | 25 | -2 |  |  | Approved
28365 | 2023-Q3 | Town of Port Aux Basques | Park Outfall | Port aux Basques | Newfoundland and Labrador | Municipal or another local authority | Municipal or another local authority | Continuous | Quarterly | Quarterly | 0 | 517.1 | 48304 | 92 | 42 | 25 | 17 | 28 | 25 | 3 |  |  | Approved
28365 | 2023-Q4 | Town of Port Aux Basques | Park Outfall | Port aux Basques | Newfoundland and Labrador | Municipal or another local authority | Municipal or another local authority | Continuous | Quarterly | Quarterly | 0 | 517.1 | 56750 | 92 | 81 | 25 | 56 | 28 | 25 | 3 |  |  | Approved
28365 | 2024-Q1 | Town of Port Aux Basques | Park Outfall | Port aux Basques | Newfoundland and Labrador | Municipal or another local authority | Municipal or another local authority | Continuous | Quarterly | Quarterly | 0 | 524.9 | 71867 | 91 | 75 | 25 | 50 | 36 | 25 | 11 |  |  | Approved
28365 | 2024-Q2 | Town of Port Aux Basques | Park Outfall | Port aux Basques | Newfoundland and Labrador | Municipal or another local authority | Municipal or another local authority | Continuous | Quarterly | Quarterly | 0 | 524.9 | 34541 | 91 | 141 | 25 | 116 | 177 | 25 | 152 |  |  | Approved
28365 | 2024-Q3 | Town of Port Aux Basques | Park Outfall | Port aux Basques | Newfoundland and Labrador | Municipal or another local authority | Municipal or another local authority | Continuous | Quarterly | Quarterly | 0 | 524.9 | 16221 | 92 | 115 | 25 | 90 | 55 | 25 | 30 |  |  | Approved
28365 | 2024-Q4 | Town of Port Aux Basques | Park Outfall | Port aux Basques | Newfoundland and Labrador | Municipal or another local authority | Municipal or another local authority | Continuous | Quarterly | Quarterly | 0 | 524.9 | 33377 | 92 | 49 | 25 | 24 | 27 | 25 | 2 |  |  | Approved
28368 | 2015-Q4 | Town of Baie Verte | South Shore Drive Outfall | Baie Verte | Newfoundland and Labrador | Municipal or another local authority | Municipal or another local authority | Continuous | Quarterly | Quarterly | 0 | 300 | 16712 | 81 | 48 | 25 | 23 | 49 | 25 | 24 |  |  | Approved
28368 | 2016-Q1 | Town of Baie Verte | South Shore Drive Outfall | Baie Verte | Newfoundland and Labrador | Municipal or another local authority | Municipal or another local authority | Continuous | Quarterly | Quarterly | 0 | 300 | 16160 | 91 | 60 | 25 | 35 | 69 | 25 | 44 |  |  | Approved
28368 | 2016-Q2 | Town of Baie Verte | South Shore Drive Outfall | Baie Verte | Newfoundland and Labrador | Municipal or another local authority | Municipal or another local authority | Continuous | Quarterly | Quarterly | 0 | 300 | 19830 | 91 | 44 | 25 | 19 | 131 | 25 | 106 |  |  | Approved
28368 | 2016-Q3 | Town of Baie Verte | South Shore Drive Outfall | Baie Verte | Newfoundland and Labrador | Municipal or another local authority | Municipal or another local authority | Continuous | Quarterly | Quarterly | 0 | 300 | 14734 | 92 | 17 | 25 | -8 | 23 | 25 | -2 |  |  | Approved
28368 | 2016-Q4 | Town of Baie Verte | South Shore Drive Outfall | Baie Verte | Newfoundland and Labrador | Municipal or another local authority | Municipal or another local authority | Continuous | Quarterly | Quarterly | 0 | 300 | 18676 | 92 | 33 | 25 | 8 | 16 | 25 | -9 |  |  | Approved
28368 | 2017-Q1 | Town of Baie Verte | South Shore Drive Outfall | Baie Verte | Newfoundland and Labrador | Municipal or another local authority | Municipal or another local authority | Continuous | Quarterly | Quarterly | 0 | 189.6 | 15390 | 90 | 13 | 25 | -12 | 16 | 25 | -9 |  |  | Approved
28368 | 2017-Q2 | Town of Baie Verte | South Shore Drive Outfall | Baie Verte | Newfoundland and Labrador | Municipal or another local authority | Municipal or another local authority | Continuous | Quarterly | Quarterly | 0 | 189.6 | 30062 | 91 | 25 | 25 | 0 | 62 | 25 | 37 |  |  | Approved
28368 | 2017-Q3 | Town of Baie Verte | South Shore Drive Outfall | Baie Verte | Newfoundland and Labrador | Municipal or another local authority | Municipal or another local authority | Continuous | Quarterly | Quarterly | 0 | 189.6 | 29021 | 92 | 33 | 25 | 8 | 43 | 25 | 18 |  |  | Approved
28368 | 2017-Q4 | Town of Baie Verte | South Shore Drive Outfall | Baie Verte | Newfoundland and Labrador | Municipal or another local authority | Municipal or another local authority | Continuous | Quarterly | Quarterly | 0 | 189.6 | 26902 | 92 | 35 | 25 | 10 | 30 | 25 | 5 |  |  | Approved
28368 | 2018-Q1 | Town of Baie Verte | South Shore Drive Outfall | Baie Verte | Newfoundland and Labrador | Municipal or another local authority | Municipal or another local authority | Continuous | Quarterly | Quarterly | 0 | 277.7 | 30270 | 90 | 31 | 25 | 6 | 19 | 25 | -6 |  |  | Approved
28368 | 2018-Q2 | Town of Baie Verte | South Shore Drive Outfall | Baie Verte | Newfoundland and Labrador | Municipal or another local authority | Municipal or another local authority | Continuous | Quarterly | Quarterly | 0 | 277.7 | 39420 | 91 | 109 | 25 | 84 | 107 | 25 | 82 |  |  | Approved
28368 | 2018-Q3 | Town of Baie Verte | South Shore Drive Outfall | Baie Verte | Newfoundland and Labrador | Municipal or another local authority | Municipal or another local authority | Continuous | Quarterly | Quarterly | 0 | 277.7 | 36274 | 92 | 112 | 25 | 87 | 163 | 25 | 138 |  |  | Approved
28368 | 2018-Q4 | Town of Baie Verte | South Shore Drive Outfall | Baie Verte | Newfoundland and Labrador | Municipal or another local authority | Municipal or another local authority | Continuous | Quarterly | Quarterly | 0 | 277.7 | 31359.2 | 92 | 60 | 25 | 35 | 62 | 25 | 37 |  |  | Approved
28368 | 2019-Q1 | Town of Baie Verte | South Shore Drive Outfall | Baie Verte | Newfoundland and Labrador | Municipal or another local authority | Municipal or another local authority | Continuous | Quarterly | Quarterly | 0 | 376.2 | 22907 | 90 | 90 | 25 | 65 | 241 | 25 | 216 |  |  | Approved
28368 | 2019-Q2 | Town of Baie Verte | South Shore Drive Outfall | Baie Verte | Newfoundland and Labrador | Municipal or another local authority | Municipal or another local authority | Continuous | Quarterly | Quarterly | 0 | 376.2 | 36579 | 91 | 34 | 25 | 9 | 48 | 25 | 23 |  |  | Approved
28368 | 2019-Q3 | Town of Baie Verte | South Shore Drive Outfall | Baie Verte | Newfoundland and Labrador | Municipal or another local authority | Municipal or another local authority | Continuous | Quarterly | Quarterly | 0 | 376.2 | 35935 | 92 | 74 | 25 | 49 | 96 | 25 | 71 |  |  | Approved
28368 | 2019-Q4 | Town of Baie Verte | South Shore Drive Outfall | Baie Verte | Newfoundland and Labrador | Municipal or another local authority | Municipal or another local authority | Continuous | Quarterly | Quarterly | 0 | 376.2 | 56018 | 92 | 69 | 25 | 44 | 101 | 25 | 76 |  |  | Approved
28368 | 2020-Q1 | Town of Baie Verte | South Shore Drive Outfall | Baie Verte | Newfoundland and Labrador | Municipal or another local authority | Municipal or another local authority | Continuous | Quarterly | Quarterly | 0 | 414.9 | 53144 | 91 | 132 | 25 | 107 | 135 | 25 | 110 |  |  | Approved
28368 | 2020-Q2 | Town of Baie Verte | South Shore Drive Outfall | Baie Verte | Newfoundland and Labrador | Municipal or another local authority | Municipal or another local authority | Continuous | Quarterly | Quarterly | 0 | 414.9 | 41041 | 91 | 58 | 25 | 33 | 59 | 25 | 34 |  |  | Approved
28368 | 2020-Q3 | Town of Baie Verte | South Shore Drive Outfall | Baie Verte | Newfoundland and Labrador | Municipal or another local authority | Municipal or another local authority | Continuous | Quarterly | Quarterly | 0 | 414.9 | 39580 | 92 | 165 | 25 | 140 | 158 | 25 | 133 |  |  | Approved
28368 | 2020-Q4 | Town of Baie Verte | South Shore Drive Outfall | Baie Verte | Newfoundland and Labrador | Municipal or another local authority | Municipal or another local authority | Continuous | Quarterly | Quarterly | 0 | 414.9 | 37855 | 92 | 96 | 25 | 71 | 123 | 25 | 98 |  |  | Approved
28368 | 2021-Q1 | Town of Baie Verte | South Shore Drive Outfall | Baie Verte | Newfoundland and Labrador | Municipal or another local authority | Municipal or another local authority | Continuous | Quarterly | Quarterly | 0 | 468.9 | 40308 | 90 | 123 | 25 | 98 | 186 | 25 | 161 |  |  | Approved
28368 | 2021-Q2 | Town of Baie Verte | South Shore Drive Outfall | Baie Verte | Newfoundland and Labrador | Municipal or another local authority | Municipal or another local authority | Continuous | Quarterly | Quarterly | 0 | 468.9 | 39814 | 91 | 88 | 25 | 63 | 110 | 25 | 85 |  |  | Approved
28368 | 2021-Q3 | Town of Baie Verte | South Shore Drive Outfall | Baie Verte | Newfoundland and Labrador | Municipal or another local authority | Municipal or another local authority | Continuous | Quarterly | Quarterly | 0 | 468.9 | 36990 | 92 | 78 | 25 | 53 | 80 | 25 | 55 |  |  | Approved
28368 | 2021-Q4 | Town of Baie Verte | South Shore Drive Outfall | Baie Verte | Newfoundland and Labrador | Municipal or another local authority | Municipal or another local authority | Continuous | Quarterly | Quarterly | 0 | 468.9 | 51264 | 92 | 91 | 25 | 66 | 82 | 25 | 57 |  |  | Approved
28368 | 2022-Q1 | Town of Baie Verte | South Shore Drive Outfall | Baie Verte | Newfoundland and Labrador | Municipal or another local authority | Municipal or another local authority | Continuous | Quarterly | Quarterly | 0 | 461.3 | 53428 | 90 | 162 | 25 | 137 | 192 | 25 | 167 |  |  | Approved
28368 | 2022-Q2 | Town of Baie Verte | South Shore Drive Outfall | Baie Verte | Newfoundland and Labrador | Municipal or another local authority | Municipal or another local authority | Continuous | Quarterly | Quarterly | 0 | 461.3 | 60446 | 91 | 115 | 25 | 90 | 110 | 25 | 85 |  |  | Approved
28368 | 2022-Q3 | Town of Baie Verte | South Shore Drive Outfall | Baie Verte | Newfoundland and Labrador | Municipal or another local authority | Municipal or another local authority | Continuous | Quarterly | Quarterly | 0 | 461.3 | 51430 | 92 | 117 | 25 | 92 | 103 | 25 | 78 |  |  | Approved
28368 | 2022-Q4 | Town of Baie Verte | South Shore Drive Outfall | Baie Verte | Newfoundland and Labrador | Municipal or another local authority | Municipal or another local authority | Continuous | Quarterly | Quarterly | 0 | 461.3 | 51975 | 92 | 107 | 25 | 82 | 89 | 25 | 64 |  |  | Approved
28368 | 2023-Q1 | Town of Baie Verte | South Shore Drive Outfall | Baie Verte | Newfoundland and Labrador | Municipal or another local authority | Municipal or another local authority | Continuous | Quarterly | Quarterly | 0 | 595.3 | 47016 | 90 | 67 | 25 | 42 | 303 | 25 | 278 |  |  | Approved
28368 | 2023-Q2 | Town of Baie Verte | South Shore Drive Outfall | Baie Verte | Newfoundland and Labrador | Municipal or another local authority | Municipal or another local authority | Continuous | Quarterly | Quarterly | 0 | 595.3 | 82097 | 91 | 29 | 25 | 4 | 83 | 25 | 58 |  |  | Approved
28368 | 2023-Q3 | Town of Baie Verte | South Shore Drive Outfall | Baie Verte | Newfoundland and Labrador | Municipal or another local authority | Municipal or another local authority | Continuous | Quarterly | Quarterly | 0 | 595.3 | 76590 | 92 | 84 | 25 | 59 | 108 | 25 | 83 |  |  | Approved
28368 | 2023-Q4 | Town of Baie Verte | South Shore Drive Outfall | Baie Verte | Newfoundland and Labrador | Municipal or another local authority | Municipal or another local authority | Continuous | Quarterly | Quarterly | 0 | 595.3 | 84030 | 92 | 88 | 25 | 63 | 137 | 25 | 112 |  |  | Approved
28368 | 2024-Q1 | Town of Baie Verte | South Shore Drive Outfall | Baie Verte | Newfoundland and Labrador | Municipal or another local authority | Municipal or another local authority | Continuous | Quarterly | Quarterly | 0 | 793.8 | 86297 | 91 | 121 | 25 | 96 | 138 | 25 | 113 |  |  | Approved
28368 | 2024-Q2 | Town of Baie Verte | South Shore Drive Outfall | Baie Verte | Newfoundland and Labrador | Municipal or another local authority | Municipal or another local authority | Continuous | Quarterly | Quarterly | 0 | 793.8 | 48521 | 91 | 51 | 25 | 26 | 81 | 25 | 56 |  |  | Approved
28368 | 2024-Q3 | Town of Baie Verte | South Shore Drive Outfall | Baie Verte | Newfoundland and Labrador | Municipal or another local authority | Municipal or another local authority | Continuous | Quarterly | Quarterly | 0 | 793.8 | 26249 | 92 | 140 | 25 | 115 | 145 | 25 | 120 |  |  | Approved
28368 | 2024-Q4 | Town of Baie Verte | South Shore Drive Outfall | Baie Verte | Newfoundland and Labrador | Municipal or another local authority | Municipal or another local authority | Continuous | Quarterly | Quarterly | 0 | 793.8 | 52996 | 92 | 84 | 25 | 59 | 95 | 25 | 70 |  |  | Approved
28369 | 2015-Q4 | Town of Baie Verte | Butlers Brook Outfall | Baie Verte | Newfoundland and Labrador | Municipal or another local authority | Municipal or another local authority | Continuous | Quarterly | Quarterly | 0 | 200 | 22145 | 81 | 82 | 25 | 57 | 680 | 25 | 655 |  |  | Approved
28369 | 2016-Q1 | Town of Baie Verte | Butlers Brook Outfall | Baie Verte | Newfoundland and Labrador | Municipal or another local authority | Municipal or another local authority | Continuous | Quarterly | Quarterly | 0 | 200 | 23055 | 91 | 52 | 25 | 27 | 65 | 25 | 40 |  |  | Approved
28369 | 2016-Q2 | Town of Baie Verte | Butlers Brook Outfall | Baie Verte | Newfoundland and Labrador | Municipal or another local authority | Municipal or another local authority | Continuous | Quarterly | Quarterly | 0 | 200 | 42527 | 91 | 17 | 25 | -8 | 23 | 25 | -2 |  |  | Approved
28369 | 2016-Q3 | Town of Baie Verte | Butlers Brook Outfall | Baie Verte | Newfoundland and Labrador | Municipal or another local authority | Municipal or another local authority | Continuous | Quarterly | Quarterly | 0 | 200 | 23785 | 92 | 17 | 25 | -8 | 23 | 25 | -2 |  |  | Approved
28369 | 2016-Q4 | Town of Baie Verte | Butlers Brook Outfall | Baie Verte | Newfoundland and Labrador | Municipal or another local authority | Municipal or another local authority | Continuous | Quarterly | Quarterly | 0 | 200 | 30013 | 92 | 39 | 25 | 14 | 12 | 25 | -13 |  |  | Approved
28369 | 2017-Q1 | Town of Baie Verte | Butlers Brook Outfall | Baie Verte | Newfoundland and Labrador | Municipal or another local authority | Municipal or another local authority | Continuous | Quarterly | Quarterly | 0 | 326.2 | 3819 | 90 | 15 | 25 | -10 | 25 | 25 | 0 |  |  | Approved
28369 | 2017-Q2 | Town of Baie Verte | Butlers Brook Outfall | Baie Verte | Newfoundland and Labrador | Municipal or another local authority | Municipal or another local authority | Continuous | Quarterly | Quarterly | 0 | 326.2 | 15986 | 91 | 27 | 25 | 2 | 50 | 25 | 25 |  |  | Approved
28369 | 2017-Q3 | Town of Baie Verte | Butlers Brook Outfall | Baie Verte | Newfoundland and Labrador | Municipal or another local authority | Municipal or another local authority | Continuous | Quarterly | Quarterly | 0 | 326.2 | 12556 | 92 | 24 | 25 | -1 | 117 | 25 | 92 |  |  | Approved
28369 | 2017-Q4 | Town of Baie Verte | Butlers Brook Outfall | Baie Verte | Newfoundland and Labrador | Municipal or another local authority | Municipal or another local authority | Continuous | Quarterly | Quarterly | 0 | 326.2 | 33729 | 92 | 29 | 25 | 4 | 24 | 25 | -1 |  |  | Approved
28369 | 2018-Q1 | Town of Baie Verte | Butlers Brook Outfall | Baie Verte | Newfoundland and Labrador | Municipal or another local authority | Municipal or another local authority | Continuous | Quarterly | Quarterly | 0 | 181.1 | 51519 | 90 | 33 | 25 | 8 | 16 | 25 | -9 |  |  | Approved
28369 | 2018-Q2 | Town of Baie Verte | Butlers Brook Outfall | Baie Verte | Newfoundland and Labrador | Municipal or another local authority | Municipal or another local authority | Continuous | Quarterly | Quarterly | 0 | 181.1 | 57821 | 91 | 23 | 25 | -2 | 18 | 25 | -7 |  |  | Approved
28369 | 2018-Q3 | Town of Baie Verte | Butlers Brook Outfall | Baie Verte | Newfoundland and Labrador | Municipal or another local authority | Municipal or another local authority | Continuous | Quarterly | Quarterly | 0 | 181.1 | 13248 | 92 | 140 | 25 | 115 | 999 | 25 | 974 |  |  | Approved
28369 | 2018-Q4 | Town of Baie Verte | Butlers Brook Outfall | Baie Verte | Newfoundland and Labrador | Municipal or another local authority | Municipal or another local authority | Continuous | Quarterly | Quarterly | 0 | 181.1 | 44367.7 | 92 | 36 | 25 | 11 | 36 | 25 | 11 |  |  | Approved
28369 | 2019-Q1 | Town of Baie Verte | Butlers Brook Outfall | Baie Verte | Newfoundland and Labrador | Municipal or another local authority | Municipal or another local authority | Continuous | Quarterly | Quarterly | 0 | 457.4 | 28797 | 90 | 52 | 25 | 27 | 122 | 25 | 97 |  |  | Approved
28369 | 2019-Q2 | Town of Baie Verte | Butlers Brook Outfall | Baie Verte | Newfoundland and Labrador | Municipal or another local authority | Municipal or another local authority | Continuous | Quarterly | Quarterly | 0 | 457.4 | 46120 | 91 | 7 | 25 | -18 | 20 | 25 | -5 |  |  | Approved
28369 | 2019-Q3 | Town of Baie Verte | Butlers Brook Outfall | Baie Verte | Newfoundland and Labrador | Municipal or another local authority | Municipal or another local authority | Continuous | Quarterly | Quarterly | 0 | 457.4 | 18408 | 92 | 31 | 25 | 6 | 68 | 25 | 43 |  |  | Approved
28369 | 2019-Q4 | Town of Baie Verte | Butlers Brook Outfall | Baie Verte | Newfoundland and Labrador | Municipal or another local authority | Municipal or another local authority | Continuous | Quarterly | Quarterly | 0 | 457.4 | 31002 | 92 | 20 | 25 | -5 | 24 | 25 | -1 |  |  | Approved
28369 | 2020-Q1 | Town of Baie Verte | Butlers Brook Outfall | Baie Verte | Newfoundland and Labrador | Municipal or another local authority | Municipal or another local authority | Continuous | Quarterly | Quarterly | 0 | 340.6 | 11739 | 91 | 92 | 25 | 67 | 170 | 25 | 145 |  |  | Approved
28369 | 2020-Q2 | Town of Baie Verte | Butlers Brook Outfall | Baie Verte | Newfoundland and Labrador | Municipal or another local authority | Municipal or another local authority | Continuous | Quarterly | Quarterly | 0 | 340.6 | 37583 | 91 | 42 | 25 | 17 | 86 | 25 | 61 |  |  | Approved
28369 | 2020-Q3 | Town of Baie Verte | Butlers Brook Outfall | Baie Verte | Newfoundland and Labrador | Municipal or another local authority | Municipal or another local authority | Continuous | Quarterly | Quarterly | 0 | 340.6 | 19522 | 92 | 63 | 25 | 38 | 45 | 25 | 20 |  |  | Approved
28369 | 2020-Q4 | Town of Baie Verte | Butlers Brook Outfall | Baie Verte | Newfoundland and Labrador | Municipal or another local authority | Municipal or another local authority | Continuous | Quarterly | Quarterly | 0 | 340.6 | 17531 | 92 | 62 | 25 | 37 | 93 | 25 | 68 |  |  | Approved
28369 | 2021-Q1 | Town of Baie Verte | Butlers Brook Outfall | Baie Verte | Newfoundland and Labrador | Municipal or another local authority | Municipal or another local authority | Continuous | Quarterly | Quarterly | 0 | 236 | 35772 | 90 | 31 | 25 | 6 | 81 | 25 | 56 |  |  | Approved
28369 | 2021-Q2 | Town of Baie Verte | Butlers Brook Outfall | Baie Verte | Newfoundland and Labrador | Municipal or another local authority | Municipal or another local authority | Continuous | Quarterly | Quarterly | 0 | 236 | 43177 | 91 | 37 | 25 | 12 | 57 | 25 | 32 |  |  | Approved
28369 | 2021-Q3 | Town of Baie Verte | Butlers Brook Outfall | Baie Verte | Newfoundland and Labrador | Municipal or another local authority | Municipal or another local authority | Continuous | Quarterly | Quarterly | 0 | 236 | 25456 | 92 | 34 | 25 | 9 | 55 | 25 | 30 |  |  | Approved
28369 | 2021-Q4 | Town of Baie Verte | Butlers Brook Outfall | Baie Verte | Newfoundland and Labrador | Municipal or another local authority | Municipal or another local authority | Continuous | Quarterly | Quarterly | 0 | 236 | 36588 | 92 | 46 | 25 | 21 | 41 | 25 | 16 |  |  | Approved
28369 | 2022-Q1 | Town of Baie Verte | Butlers Brook Outfall | Baie Verte | Newfoundland and Labrador | Municipal or another local authority | Municipal or another local authority | Continuous | Quarterly | Quarterly | 0 | 386.3 | 42264 | 90 | 32 | 25 | 7 | 25 | 25 | 0 |  |  | Approved
28369 | 2022-Q2 | Town of Baie Verte | Butlers Brook Outfall | Baie Verte | Newfoundland and Labrador | Municipal or another local authority | Municipal or another local authority | Continuous | Quarterly | Quarterly | 0 | 386.3 | 52441 | 91 | 26 | 25 | 1 | 20 | 25 | -5 |  |  | Approved
28369 | 2022-Q3 | Town of Baie Verte | Butlers Brook Outfall | Baie Verte | Newfoundland and Labrador | Municipal or another local authority | Municipal or another local authority | Continuous | Quarterly | Quarterly | 0 | 386.3 | 21157 | 92 | 94 | 25 | 69 | 52 | 25 | 27 |  |  | Approved
28369 | 2022-Q4 | Town of Baie Verte | Butlers Brook Outfall | Baie Verte | Newfoundland and Labrador | Municipal or another local authority | Municipal or another local authority | Continuous | Quarterly | Quarterly | 0 | 386.3 | 27202 | 92 | 19 | 25 | -6 | 20 | 25 | -5 |  |  | Approved
28369 | 2023-Q1 | Town of Baie Verte | Butlers Brook Outfall | Baie Verte | Newfoundland and Labrador | Municipal or another local authority | Municipal or another local authority | Continuous | Quarterly | Quarterly | 0 | 392 | 35856 | 90 | 87 | 25 | 62 | 253 | 25 | 228 |  |  | Approved
28369 | 2023-Q2 | Town of Baie Verte | Butlers Brook Outfall | Baie Verte | Newfoundland and Labrador | Municipal or another local authority | Municipal or another local authority | Continuous | Quarterly | Quarterly | 0 | 392 | 56768 | 91 | 20 | 25 | -5 | 16 | 25 | -9 |  |  | Approved
28369 | 2023-Q3 | Town of Baie Verte | Butlers Brook Outfall | Baie Verte | Newfoundland and Labrador | Municipal or another local authority | Municipal or another local authority | Continuous | Quarterly | Quarterly | 0 | 392 | 25193 | 92 | 42 | 25 | 17 | 41 | 25 | 16 |  |  | Approved
28369 | 2023-Q4 | Town of Baie Verte | Butlers Brook Outfall | Baie Verte | Newfoundland and Labrador | Municipal or another local authority | Municipal or another local authority | Continuous | Quarterly | Quarterly | 0 | 392 | 43536 | 92 | 43 | 25 | 18 | 53 | 25 | 28 |  |  | Approved
28369 | 2024-Q1 | Town of Baie Verte | Butlers Brook Outfall | Baie Verte | Newfoundland and Labrador | Municipal or another local authority | Municipal or another local authority | Continuous | Quarterly | Quarterly | 0 | 442.1 | 45502 | 91 | 35 | 25 | 10 | 30 | 25 | 5 |  |  | Approved
28369 | 2024-Q2 | Town of Baie Verte | Butlers Brook Outfall | Baie Verte | Newfoundland and Labrador | Municipal or another local authority | Municipal or another local authority | Continuous | Quarterly | Quarterly | 0 | 442.1 | 42078 | 91 | 32 | 25 | 7 | 86 | 25 | 61 |  |  | Approved
28369 | 2024-Q3 | Town of Baie Verte | Butlers Brook Outfall | Baie Verte | Newfoundland and Labrador | Municipal or another local authority | Municipal or another local authority | Continuous | Quarterly | Quarterly | 0 | 442.1 | 21385 | 92 | 36 | 25 | 11 | 50 | 25 | 25 |  |  | Approved
28369 | 2024-Q4 | Town of Baie Verte | Butlers Brook Outfall | Baie Verte | Newfoundland and Labrador | Municipal or another local authority | Municipal or another local authority | Continuous | Quarterly | Quarterly | 0 | 442.1 | 47147 | 92 | 17 | 25 | -8 | 11 | 25 | -14 |  |  | Approved
28370 | 2015-Q4 | Port Saunders | Port Saunders Outfall | Port Saunders | Newfoundland and Labrador | Municipal or another local authority | Municipal or another local authority | Continuous | Quarterly | Quarterly | 0 | 400 | 56045 | 83 | 80 | 25 | 55 | 75 | 25 | 50 |  |  | Approved
28370 | 2016-Q1 | Port Saunders | Port Saunders Outfall | Port Saunders | Newfoundland and Labrador | Municipal or another local authority | Municipal or another local authority | Continuous | Quarterly | Quarterly | 0 | 400 | 29334 | 91 | 47 | 25 | 22 | 40 | 25 | 15 |  |  | Approved
28370 | 2016-Q2 | Port Saunders | Port Saunders Outfall | Port Saunders | Newfoundland and Labrador | Municipal or another local authority | Municipal or another local authority | Continuous | Quarterly | Quarterly | 0 | 400 | 46479 | 91 | 45 | 25 | 20 | 53 | 25 | 28 |  |  | Approved
28370 | 2016-Q3 | Port Saunders | Port Saunders Outfall | Port Saunders | Newfoundland and Labrador | Municipal or another local authority | Municipal or another local authority | Continuous | Quarterly | Quarterly | 0 | 400 | 21600 | 75 | 13 | 25 | -12 | 45 | 25 | 20 |  |  | Approved
28370 | 2016-Q4 | Port Saunders | Port Saunders Outfall | Port Saunders | Newfoundland and Labrador | Municipal or another local authority | Municipal or another local authority | Continuous | Quarterly | Quarterly | 0 | 400 | 47489 | 92 | 33 | 25 | 8 | 48 | 25 | 23 |  |  | Approved
28370 | 2017-Q1 | Port Saunders | Port Saunders Outfall | Port Saunders | Newfoundland and Labrador | Municipal or another local authority | Municipal or another local authority | Continuous | Quarterly | Quarterly | 0 | 395.9 | 50491 | 90 | 15 | 25 | -10 | 17 | 25 | -8 |  |  | Approved
28370 | 2017-Q2 | Port Saunders | Port Saunders Outfall | Port Saunders | Newfoundland and Labrador | Municipal or another local authority | Municipal or another local authority | Continuous | Quarterly | Quarterly | 0 | 395.9 | 79910 | 91 | 25 | 25 | 0 | 43 | 25 | 18 |  |  | Approved
28370 | 2017-Q3 | Port Saunders | Port Saunders Outfall | Port Saunders | Newfoundland and Labrador | Municipal or another local authority | Municipal or another local authority | Continuous | Quarterly | Quarterly | 0 | 395.9 | 111287 | 92 | 47 | 25 | 22 | 61 | 25 | 36 |  |  | Approved
28370 | 2017-Q4 | Port Saunders | Port Saunders Outfall | Port Saunders | Newfoundland and Labrador | Municipal or another local authority | Municipal or another local authority | Continuous | Quarterly | Quarterly | 0 | 395.9 | 93380 | 92 | 28 | 25 | 3 | 33 | 25 | 8 |  |  | Approved
28370 | 2018-Q1 | Port Saunders | Port Saunders Outfall | Port Saunders | Newfoundland and Labrador | Municipal or another local authority | Municipal or another local authority | Continuous | Quarterly | Quarterly | 0 | 918 | 182453 | 90 | 62 | 25 | 37 | 150 | 25 | 125 |  |  | Approved
28370 | 2018-Q2 | Port Saunders | Port Saunders Outfall | Port Saunders | Newfoundland and Labrador | Municipal or another local authority | Municipal or another local authority | Continuous | Quarterly | Quarterly | 0 | 918 | 117770 | 91 | 23 | 25 | -2 | 70 | 25 | 45 |  |  | Approved
28370 | 2018-Q3 | Port Saunders | Port Saunders Outfall | Port Saunders | Newfoundland and Labrador | Municipal or another local authority | Municipal or another local authority | Continuous | Quarterly | Quarterly | 0 | 918 | 117770 | 92 | 23 | 25 | -2 | 70 | 25 | 45 |  |  | Approved
28370 | 2018-Q4 | Port Saunders | Port Saunders Outfall | Port Saunders | Newfoundland and Labrador | Municipal or another local authority | Municipal or another local authority | Continuous | Quarterly | Quarterly | 0 | 918 | 42290.9 | 92 | 64 | 25 | 39 | 68 | 25 | 43 |  |  | Approved
28370 | 2019-Q1 | Port Saunders | Port Saunders Outfall | Port Saunders | Newfoundland and Labrador | Municipal or another local authority | Municipal or another local authority | Continuous | Quarterly | Quarterly | 0 | 1261.1 | 105478 | 90 | 75 | 25 | 50 | 39 | 25 | 14 |  |  | Approved
28370 | 2019-Q2 | Port Saunders | Port Saunders Outfall | Port Saunders | Newfoundland and Labrador | Municipal or another local authority | Municipal or another local authority | Continuous | Quarterly | Quarterly | 0 | 1261.1 | 111139 | 91 | 38 | 25 | 13 | 24 | 25 | -1 |  |  | Approved
28370 | 2019-Q3 | Port Saunders | Port Saunders Outfall | Port Saunders | Newfoundland and Labrador | Municipal or another local authority | Municipal or another local authority | Continuous | Quarterly | Quarterly | 0 | 1261.1 | 73963 | 92 | 28 | 25 | 3 | 28 | 25 | 3 |  |  | Approved
28370 | 2019-Q4 | Port Saunders | Port Saunders Outfall | Port Saunders | Newfoundland and Labrador | Municipal or another local authority | Municipal or another local authority | Continuous | Quarterly | Quarterly | 0 | 1261.1 | 100379 | 92 | 25 | 25 | 0 | 63 | 25 | 38 |  |  | Approved
28370 | 2020-Q1 | Port Saunders | Port Saunders Outfall | Port Saunders | Newfoundland and Labrador | Municipal or another local authority | Municipal or another local authority | Continuous | Quarterly | Quarterly | 0 | 1071.1 | 103649 | 91 | 31 | 25 | 6 | 20 | 25 | -5 |  |  | Approved
28370 | 2020-Q2 | Port Saunders | Port Saunders Outfall | Port Saunders | Newfoundland and Labrador | Municipal or another local authority | Municipal or another local authority | Continuous | Quarterly | Quarterly | 0 | 1071.1 | 143962 | 91 | 32 | 25 | 7 | 11 | 25 | -14 |  |  | Approved
28370 | 2020-Q3 | Port Saunders | Port Saunders Outfall | Port Saunders | Newfoundland and Labrador | Municipal or another local authority | Municipal or another local authority | Continuous | Quarterly | Quarterly | 0 | 1071.1 | 101864 | 92 | 30 | 25 | 5 | 18 | 25 | -7 |  |  | Approved
28370 | 2020-Q4 | Port Saunders | Port Saunders Outfall | Port Saunders | Newfoundland and Labrador | Municipal or another local authority | Municipal or another local authority | Continuous | Quarterly | Quarterly | 0 | 1071.1 | 112913 | 92 | 51 | 25 | 26 | 20 | 25 | -5 |  |  | Approved
28370 | 2021-Q1 | Port Saunders | Port Saunders Outfall | Port Saunders | Newfoundland and Labrador | Municipal or another local authority | Municipal or another local authority | Continuous | Quarterly | Quarterly | 0 | 1263.4 | 28514 | 90 | 33 | 25 | 8 | 59 | 25 | 34 |  |  | Approved
28370 | 2021-Q2 | Port Saunders | Port Saunders Outfall | Port Saunders | Newfoundland and Labrador | Municipal or another local authority | Municipal or another local authority | Continuous | Quarterly | Quarterly | 0 | 1263.4 | 27450 | 91 | 49 | 25 | 24 | 40 | 25 | 15 |  |  | Approved
28370 | 2021-Q3 | Port Saunders | Port Saunders Outfall | Port Saunders | Newfoundland and Labrador | Municipal or another local authority | Municipal or another local authority | Continuous | Quarterly | Quarterly | 0 | 1263.4 | 25456 | 92 | 72 | 25 | 47 | 39 | 25 | 14 |  |  | Approved
28370 | 2021-Q4 | Port Saunders | Port Saunders Outfall | Port Saunders | Newfoundland and Labrador | Municipal or another local authority | Municipal or another local authority | Continuous | Quarterly | Quarterly | 0 | 1263.4 | 22293 | 92 | 48 | 25 | 23 | 56 | 25 | 31 |  |  | Approved
28370 | 2022-Q1 | Port Saunders | Port Saunders Outfall | Port Saunders | Newfoundland and Labrador | Municipal or another local authority | Municipal or another local authority | Continuous | Quarterly | Quarterly | 0 | 284.1 | 24876 | 90 | 59 | 25 | 34 | 73 | 25 | 48 |  |  | Approved
28370 | 2022-Q2 | Port Saunders | Port Saunders Outfall | Port Saunders | Newfoundland and Labrador | Municipal or another local authority | Municipal or another local authority | Continuous | Quarterly | Quarterly | 0 | 284.1 | 18122 | 91 | 23 | 25 | -2 | 15 | 25 | -10 |  |  | Approved
28370 | 2022-Q3 | Port Saunders | Port Saunders Outfall | Port Saunders | Newfoundland and Labrador | Municipal or another local authority | Municipal or another local authority | Continuous | Quarterly | Quarterly | 0 | 284.1 | 24898 | 92 | 44 | 25 | 19 | 23 | 25 | -2 |  |  | Approved
28370 | 2022-Q4 | Port Saunders | Port Saunders Outfall | Port Saunders | Newfoundland and Labrador | Municipal or another local authority | Municipal or another local authority | Continuous | Quarterly | Quarterly | 0 | 284.1 | 7412 | 92 | 123 | 25 | 98 | 85 | 25 | 60 |  |  | Approved
28370 | 2023-Q1 | Port Saunders | Port Saunders Outfall | Port Saunders | Newfoundland and Labrador | Municipal or another local authority | Municipal or another local authority | Continuous | Quarterly | Quarterly | 0 | 206.3 | 4329 | 90 | 108 | 25 | 83 | 97 | 25 | 72 |  |  | Approved
28370 | 2023-Q2 | Port Saunders | Port Saunders Outfall | Port Saunders | Newfoundland and Labrador | Municipal or another local authority | Municipal or another local authority | Continuous | Quarterly | Quarterly | 0 | 206.3 | 5414 | 91 | 49 | 25 | 24 | 27 | 25 | 2 |  |  | Approved
28370 | 2023-Q3 | Port Saunders | Port Saunders Outfall | Port Saunders | Newfoundland and Labrador | Municipal or another local authority | Municipal or another local authority | Continuous | Quarterly | Quarterly | 0 | 206.3 | 6357 | 92 | 100 | 25 | 75 | 60 | 25 | 35 |  |  | Approved
28370 | 2023-Q4 | Port Saunders | Port Saunders Outfall | Port Saunders | Newfoundland and Labrador | Municipal or another local authority | Municipal or another local authority | Continuous | Quarterly | Quarterly | 0 | 206.3 | 40818 | 92 | 64 | 25 | 39 | 36 | 25 | 11 |  |  | Approved
28370 | 2024-Q1 | Port Saunders | Port Saunders Outfall | Port Saunders | Newfoundland and Labrador | Municipal or another local authority | Municipal or another local authority | Continuous | Quarterly | Quarterly | 0 | 155.9 | 169046 | 91 | 85 | 25 | 60 | 41 | 25 | 16 |  |  | Approved
28370 | 2024-Q2 | Port Saunders | Port Saunders Outfall | Port Saunders | Newfoundland and Labrador | Municipal or another local authority | Municipal or another local authority | Continuous | Quarterly | Quarterly | 0 | 155.9 | 11768 | 91 | 106 | 25 | 81 | 66 | 25 | 41 |  |  | Approved
28371 | 2015-Q4 | Town of Irishtown-Summerside | Irishtown-Summerside Shed | Irishtown-Summerside | Newfoundland and Labrador | Municipal or another local authority | Municipal or another local authority | Continuous | Quarterly | Quarterly | 0 | 300 | 47369 | 22 | 56 | 25 | 31 | 142 | 25 | 117 |  |  | Approved
28371 | 2016-Q1 | Town of Irishtown-Summerside | Irishtown-Summerside Shed | Irishtown-Summerside | Newfoundland and Labrador | Municipal or another local authority | Municipal or another local authority | Continuous | Quarterly | Quarterly | 0 | 300 | 212711 | 91 | 61 | 25 | 36 | 146 | 25 | 121 |  |  | Approved
28371 | 2016-Q2 | Town of Irishtown-Summerside | Irishtown-Summerside Shed | Irishtown-Summerside | Newfoundland and Labrador | Municipal or another local authority | Municipal or another local authority | Continuous | Quarterly | Quarterly | 0 | 300 | 292131 | 91 | 45 | 25 | 20 | 173 | 25 | 148 |  |  | Approved
28371 | 2016-Q3 | Town of Irishtown-Summerside | Irishtown-Summerside Shed | Irishtown-Summerside | Newfoundland and Labrador | Municipal or another local authority | Municipal or another local authority | Continuous | Quarterly | Quarterly | 0 | 300 | 81053 | 92 | 9 | 25 | -16 | 21 | 25 | -4 |  |  | Approved
28371 | 2016-Q4 | Town of Irishtown-Summerside | Irishtown-Summerside Shed | Irishtown-Summerside | Newfoundland and Labrador | Municipal or another local authority | Municipal or another local authority | Continuous | Quarterly | Quarterly | 0 | 300 | 192193 | 92 | 20 | 25 | -5 | 24 | 25 | -1 |  |  | Approved
28371 | 2017-Q1 | Town of Irishtown-Summerside | Irishtown-Summerside Shed | Irishtown-Summerside | Newfoundland and Labrador | Municipal or another local authority | Municipal or another local authority | Continuous | Quarterly | Quarterly | 0 | 2125.9 | 202153 | 90 | 26 | 25 | 1 | 16 | 25 | -9 |  |  | Approved
28371 | 2017-Q2 | Town of Irishtown-Summerside | Irishtown-Summerside Shed | Irishtown-Summerside | Newfoundland and Labrador | Municipal or another local authority | Municipal or another local authority | Continuous | Quarterly | Quarterly | 0 | 2125.9 | 206652 | 91 | 26 | 25 | 1 | 34 | 25 | 9 |  |  | Approved
28371 | 2017-Q3 | Town of Irishtown-Summerside | Irishtown-Summerside Shed | Irishtown-Summerside | Newfoundland and Labrador | Municipal or another local authority | Municipal or another local authority | Continuous | Quarterly | Quarterly | 0 | 2125.9 | 41573 | 92 | 32 | 25 | 7 | 83 | 25 | 58 |  |  | Approved
28371 | 2017-Q4 | Town of Irishtown-Summerside | Irishtown-Summerside Shed | Irishtown-Summerside | Newfoundland and Labrador | Municipal or another local authority | Municipal or another local authority | Continuous | Quarterly | Quarterly | 0 | 2125.9 | 149684 | 92 | 31 | 25 | 6 | 20 | 25 | -5 |  |  | Approved
28371 | 2018-Q1 | Town of Irishtown-Summerside | Irishtown-Summerside Shed | Irishtown-Summerside | Newfoundland and Labrador | Municipal or another local authority | Municipal or another local authority | Continuous | Quarterly | Quarterly | 0 | 1644 | 128160 | 90 | 55 | 25 | 30 | 50 | 25 | 25 |  |  | Approved
28371 | 2018-Q2 | Town of Irishtown-Summerside | Irishtown-Summerside Shed | Irishtown-Summerside | Newfoundland and Labrador | Municipal or another local authority | Municipal or another local authority | Continuous | Quarterly | Quarterly | 0 | 1644 | 91370 | 91 | 74 | 25 | 49 | 70 | 25 | 45 |  |  | Approved
28371 | 2018-Q3 | Town of Irishtown-Summerside | Irishtown-Summerside Shed | Irishtown-Summerside | Newfoundland and Labrador | Municipal or another local authority | Municipal or another local authority | Continuous | Quarterly | Quarterly | 0 | 1644 | 21744 | 92 | 160 | 25 | 135 | 179 | 25 | 154 |  |  | Approved
28371 | 2018-Q4 | Town of Irishtown-Summerside | Irishtown-Summerside Shed | Irishtown-Summerside | Newfoundland and Labrador | Municipal or another local authority | Municipal or another local authority | Continuous | Quarterly | Quarterly | 0 | 1644 | 94504 | 92 | 82 | 25 | 57 | 85 | 25 | 60 |  |  | Approved
28371 | 2019-Q1 | Town of Irishtown-Summerside | Irishtown-Summerside Shed | Irishtown-Summerside | Newfoundland and Labrador | Municipal or another local authority | Municipal or another local authority | Continuous | Quarterly | Quarterly | 0 | 919.9 | 95028 | 90 | 64 | 25 | 39 | 53 | 25 | 28 |  |  | Approved
28371 | 2019-Q2 | Town of Irishtown-Summerside | Irishtown-Summerside Shed | Irishtown-Summerside | Newfoundland and Labrador | Municipal or another local authority | Municipal or another local authority | Continuous | Quarterly | Quarterly | 0 | 919.9 | 177555 | 91 | 78 | 25 | 53 | 51 | 25 | 26 |  |  | Approved
28371 | 2019-Q3 | Town of Irishtown-Summerside | Irishtown-Summerside Shed | Irishtown-Summerside | Newfoundland and Labrador | Municipal or another local authority | Municipal or another local authority | Continuous | Quarterly | Quarterly | 0 | 919.9 | 109782 | 92 | 77 | 25 | 52 | 116 | 25 | 91 |  |  | Approved
28371 | 2019-Q4 | Town of Irishtown-Summerside | Irishtown-Summerside Shed | Irishtown-Summerside | Newfoundland and Labrador | Municipal or another local authority | Municipal or another local authority | Continuous | Quarterly | Quarterly | 0 | 919.9 | 299967 | 92 | 55 | 25 | 30 | 71 | 25 | 46 |  |  | Approved
28371 | 2020-Q1 | Town of Irishtown-Summerside | Irishtown-Summerside Shed | Irishtown-Summerside | Newfoundland and Labrador | Municipal or another local authority | Municipal or another local authority | Continuous | Quarterly | Quarterly | 0 | 1869.4 | 86996 | 91 | 84 | 25 | 59 | 72 | 25 | 47 |  |  | Approved
28371 | 2020-Q2 | Town of Irishtown-Summerside | Irishtown-Summerside Shed | Irishtown-Summerside | Newfoundland and Labrador | Municipal or another local authority | Municipal or another local authority | Continuous | Quarterly | Quarterly | 0 | 1869.4 | 145236 | 91 | 44 | 25 | 19 | 41 | 25 | 16 |  |  | Approved
28371 | 2020-Q3 | Town of Irishtown-Summerside | Irishtown-Summerside Shed | Irishtown-Summerside | Newfoundland and Labrador | Municipal or another local authority | Municipal or another local authority | Continuous | Quarterly | Quarterly | 0 | 1869.4 | 66753 | 92 | 93 | 25 | 68 | 71 | 25 | 46 |  |  | Approved
28371 | 2020-Q4 | Town of Irishtown-Summerside | Irishtown-Summerside Shed | Irishtown-Summerside | Newfoundland and Labrador | Municipal or another local authority | Municipal or another local authority | Continuous | Quarterly | Quarterly | 0 | 1869.4 | 141587 | 92 | 118 | 25 | 93 | 139 | 25 | 114 |  |  | Approved
28371 | 2021-Q1 | Town of Irishtown-Summerside | Irishtown-Summerside Shed | Irishtown-Summerside | Newfoundland and Labrador | Municipal or another local authority | Municipal or another local authority | Continuous | Quarterly | Quarterly | 0 | 1203.7 | 162591 | 90 | 73 | 25 | 48 | 61 | 25 | 36 |  |  | Approved
28371 | 2021-Q2 | Town of Irishtown-Summerside | Irishtown-Summerside Shed | Irishtown-Summerside | Newfoundland and Labrador | Municipal or another local authority | Municipal or another local authority | Continuous | Quarterly | Quarterly | 0 | 1203.7 | 137978 | 91 | 74 | 25 | 49 | 83 | 25 | 58 |  |  | Approved
28371 | 2021-Q3 | Town of Irishtown-Summerside | Irishtown-Summerside Shed | Irishtown-Summerside | Newfoundland and Labrador | Municipal or another local authority | Municipal or another local authority | Continuous | Quarterly | Quarterly | 0 | 1203.7 | 110843 | 92 | 101 | 25 | 76 | 82 | 25 | 57 |  |  | Approved
28371 | 2021-Q4 | Town of Irishtown-Summerside | Irishtown-Summerside Shed | Irishtown-Summerside | Newfoundland and Labrador | Municipal or another local authority | Municipal or another local authority | Continuous | Quarterly | Quarterly | 0 | 1203.7 | 49624 | 92 | 41 | 25 | 16 | 36 | 25 | 11 |  |  | Approved
28371 | 2022-Q1 | Town of Irishtown-Summerside | Irishtown-Summerside Shed | Irishtown-Summerside | Newfoundland and Labrador | Municipal or another local authority | Municipal or another local authority | Continuous | Quarterly | Quarterly | 0 | 1263.1 | 76518 | 90 | 190 | 25 | 165 | 86 | 25 | 61 |  |  | Approved
28371 | 2022-Q2 | Town of Irishtown-Summerside | Irishtown-Summerside Shed | Irishtown-Summerside | Newfoundland and Labrador | Municipal or another local authority | Municipal or another local authority | Continuous | Quarterly | Quarterly | 0 | 1263.1 | 43641 | 91 | 141 | 25 | 116 | 68 | 25 | 43 |  |  | Approved
28371 | 2022-Q3 | Town of Irishtown-Summerside | Irishtown-Summerside Shed | Irishtown-Summerside | Newfoundland and Labrador | Municipal or another local authority | Municipal or another local authority | Continuous | Quarterly | Quarterly | 0 | 1263.1 | 6892 | 92 | 138 | 25 | 113 | 180 | 25 | 155 |  |  | Approved
28371 | 2022-Q4 | Town of Irishtown-Summerside | Irishtown-Summerside Shed | Irishtown-Summerside | Newfoundland and Labrador | Municipal or another local authority | Municipal or another local authority | Continuous | Quarterly | Quarterly | 0 | 1263.1 | 97216 | 92 | 100 | 25 | 75 | 82 | 25 | 57 |  |  | Approved
28371 | 2023-Q1 | Town of Irishtown-Summerside | Irishtown-Summerside Shed | Irishtown-Summerside | Newfoundland and Labrador | Municipal or another local authority | Municipal or another local authority | Continuous | Quarterly | Quarterly | 0 | 614.4 | 113424 | 90 | 88 | 25 | 63 | 117 | 25 | 92 |  |  | Approved
28371 | 2023-Q2 | Town of Irishtown-Summerside | Irishtown-Summerside Shed | Irishtown-Summerside | Newfoundland and Labrador | Municipal or another local authority | Municipal or another local authority | Continuous | Quarterly | Quarterly | 0 | 614.4 | 78992 | 91 | 90 | 25 | 65 | 78 | 25 | 53 |  |  | Approved
28371 | 2023-Q3 | Town of Irishtown-Summerside | Irishtown-Summerside Shed | Irishtown-Summerside | Newfoundland and Labrador | Municipal or another local authority | Municipal or another local authority | Continuous | Quarterly | Quarterly | 0 | 614.4 | 40480 | 92 | 49 | 25 | 24 | 46 | 25 | 21 |  |  | Approved
28371 | 2023-Q4 | Town of Irishtown-Summerside | Irishtown-Summerside Shed | Irishtown-Summerside | Newfoundland and Labrador | Municipal or another local authority | Municipal or another local authority | Continuous | Quarterly | Quarterly | 0 | 614.4 | 140787 | 92 | 83 | 25 | 58 | 75 | 25 | 50 |  |  | Approved
28371 | 2024-Q1 | Town of Irishtown-Summerside | Irishtown-Summerside Shed | Irishtown-Summerside | Newfoundland and Labrador | Municipal or another local authority | Municipal or another local authority | Continuous | Quarterly | Quarterly | 0 | 1023.8 | 175325 | 91 | 84 | 25 | 59 | 90 | 25 | 65 |  |  | Approved
28371 | 2024-Q2 | Town of Irishtown-Summerside | Irishtown-Summerside Shed | Irishtown-Summerside | Newfoundland and Labrador | Municipal or another local authority | Municipal or another local authority | Continuous | Quarterly | Quarterly | 0 | 1023.8 | 107161 | 91 | 64 | 25 | 39 | 66 | 25 | 41 |  |  | Approved
28371 | 2024-Q3 | Town of Irishtown-Summerside | Irishtown-Summerside Shed | Irishtown-Summerside | Newfoundland and Labrador | Municipal or another local authority | Municipal or another local authority | Continuous | Quarterly | Quarterly | 0 | 1023.8 | 33338 | 92 | 115 | 25 | 90 | 117 | 25 | 92 |  |  | Approved
28371 | 2024-Q4 | Town of Irishtown-Summerside | Irishtown-Summerside Shed | Irishtown-Summerside | Newfoundland and Labrador | Municipal or another local authority | Municipal or another local authority | Continuous | Quarterly | Quarterly | 0 | 1023.8 | 4823 | 92 | 33 | 25 | 8 | 45 | 25 | 20 |  |  | Approved
28372 | 2015-Q4 | Town of Irishtown-Summerside | Irishtown-Summerside Road | Irishtown-Summerside | Newfoundland and Labrador | Municipal or another local authority | Municipal or another local authority | Continuous | Quarterly | Quarterly | 0 | 200 | 30442 | 22 | 168 | 25 | 143 | 201 | 25 | 176 |  |  | Approved
28372 | 2016-Q1 | Town of Irishtown-Summerside | Irishtown-Summerside Road | Irishtown-Summerside | Newfoundland and Labrador | Municipal or another local authority | Municipal or another local authority | Continuous | Quarterly | Quarterly | 0 | 200 | 136238 | 91 | 92 | 25 | 67 | 170 | 25 | 145 |  |  | Approved
28372 | 2016-Q2 | Town of Irishtown-Summerside | Irishtown-Summerside Road | Irishtown-Summerside | Newfoundland and Labrador | Municipal or another local authority | Municipal or another local authority | Continuous | Quarterly | Quarterly | 0 | 200 | 63436 | 91 | 49 | 25 | 24 | 45 | 25 | 20 |  |  | Approved
28372 | 2016-Q3 | Town of Irishtown-Summerside | Irishtown-Summerside Road | Irishtown-Summerside | Newfoundland and Labrador | Municipal or another local authority | Municipal or another local authority | Continuous | Quarterly | Quarterly | 0 | 200 | 21424 | 92 | 36 | 25 | 11 | 31 | 25 | 6 |  |  | Approved
28372 | 2016-Q4 | Town of Irishtown-Summerside | Irishtown-Summerside Road | Irishtown-Summerside | Newfoundland and Labrador | Municipal or another local authority | Municipal or another local authority | Continuous | Quarterly | Quarterly | 0 | 200 | 49602 | 92 | 20 | 25 | -5 | 21 | 25 | -4 |  |  | Approved
28372 | 2017-Q1 | Town of Irishtown-Summerside | Irishtown-Summerside Road | Irishtown-Summerside | Newfoundland and Labrador | Municipal or another local authority | Municipal or another local authority | Continuous | Quarterly | Quarterly | 0 | 739.6 | 64384 | 90 | 21 | 25 | -4 | 18 | 25 | -7 |  |  | Approved
28372 | 2017-Q2 | Town of Irishtown-Summerside | Irishtown-Summerside Road | Irishtown-Summerside | Newfoundland and Labrador | Municipal or another local authority | Municipal or another local authority | Continuous | Quarterly | Quarterly | 0 | 739.6 | 44772 | 91 | 29 | 25 | 4 | 28 | 25 | 3 |  |  | Approved
28372 | 2017-Q3 | Town of Irishtown-Summerside | Irishtown-Summerside Road | Irishtown-Summerside | Newfoundland and Labrador | Municipal or another local authority | Municipal or another local authority | Continuous | Quarterly | Quarterly | 0 | 739.6 | 22630 | 92 | 35 | 25 | 10 | 82 | 25 | 57 |  |  | Approved
28372 | 2017-Q4 | Town of Irishtown-Summerside | Irishtown-Summerside Road | Irishtown-Summerside | Newfoundland and Labrador | Municipal or another local authority | Municipal or another local authority | Continuous | Quarterly | Quarterly | 0 | 739.6 | 58413 | 92 | 32 | 25 | 7 | 31 | 25 | 6 |  |  | Approved
28372 | 2018-Q1 | Town of Irishtown-Summerside | Irishtown-Summerside Road | Irishtown-Summerside | Newfoundland and Labrador | Municipal or another local authority | Municipal or another local authority | Continuous | Quarterly | Quarterly | 0 | 521.1 | 22993 | 90 | 60 | 25 | 35 | 117 | 25 | 92 |  |  | Approved
28372 | 2018-Q2 | Town of Irishtown-Summerside | Irishtown-Summerside Road | Irishtown-Summerside | Newfoundland and Labrador | Municipal or another local authority | Municipal or another local authority | Continuous | Quarterly | Quarterly | 0 | 521.1 | 24735 | 91 | 72 | 25 | 47 | 190 | 25 | 165 |  |  | Approved
28372 | 2018-Q3 | Town of Irishtown-Summerside | Irishtown-Summerside Road | Irishtown-Summerside | Newfoundland and Labrador | Municipal or another local authority | Municipal or another local authority | Continuous | Quarterly | Quarterly | 0 | 521.1 | 25528 | 92 | 127 | 25 | 102 | 163 | 25 | 138 |  |  | Approved
28372 | 2018-Q4 | Town of Irishtown-Summerside | Irishtown-Summerside Road | Irishtown-Summerside | Newfoundland and Labrador | Municipal or another local authority | Municipal or another local authority | Continuous | Quarterly | Quarterly | 0 | 521.1 | 46657.3 | 92 | 47 | 25 | 22 | 43 | 25 | 18 |  |  | Approved
28372 | 2019-Q1 | Town of Irishtown-Summerside | Irishtown-Summerside Road | Irishtown-Summerside | Newfoundland and Labrador | Municipal or another local authority | Municipal or another local authority | Continuous | Quarterly | Quarterly | 0 | 328.5 | 47734 | 90 | 141 | 25 | 116 | 187 | 25 | 162 |  |  | Approved
28372 | 2019-Q2 | Town of Irishtown-Summerside | Irishtown-Summerside Road | Irishtown-Summerside | Newfoundland and Labrador | Municipal or another local authority | Municipal or another local authority | Continuous | Quarterly | Quarterly | 0 | 328.5 | 50110 | 91 | 121 | 25 | 96 | 135 | 25 | 110 |  |  | Approved
28372 | 2019-Q3 | Town of Irishtown-Summerside | Irishtown-Summerside Road | Irishtown-Summerside | Newfoundland and Labrador | Municipal or another local authority | Municipal or another local authority | Continuous | Quarterly | Quarterly | 0 | 328.5 | 34870 | 92 | 237 | 25 | 212 | 270 | 25 | 245 |  |  | Approved
28372 | 2019-Q4 | Town of Irishtown-Summerside | Irishtown-Summerside Road | Irishtown-Summerside | Newfoundland and Labrador | Municipal or another local authority | Municipal or another local authority | Continuous | Quarterly | Quarterly | 0 | 328.5 | 64842 | 92 | 108 | 25 | 83 | 117 | 25 | 92 |  |  | Approved
28372 | 2020-Q1 | Town of Irishtown-Summerside | Irishtown-Summerside Road | Irishtown-Summerside | Newfoundland and Labrador | Municipal or another local authority | Municipal or another local authority | Continuous | Quarterly | Quarterly | 0 | 541.2 | 21294 | 91 | 149 | 25 | 124 | 186 | 25 | 161 |  |  | Approved
28372 | 2020-Q2 | Town of Irishtown-Summerside | Irishtown-Summerside Road | Irishtown-Summerside | Newfoundland and Labrador | Municipal or another local authority | Municipal or another local authority | Continuous | Quarterly | Quarterly | 0 | 541.2 | 11830 | 91 | 186 | 25 | 161 | 113 | 25 | 88 |  |  | Approved
28372 | 2020-Q3 | Town of Irishtown-Summerside | Irishtown-Summerside Road | Irishtown-Summerside | Newfoundland and Labrador | Municipal or another local authority | Municipal or another local authority | Continuous | Quarterly | Quarterly | 0 | 541.2 | 3910 | 92 | 112 | 25 | 87 | 111 | 25 | 86 |  |  | Approved
28372 | 2020-Q4 | Town of Irishtown-Summerside | Irishtown-Summerside Road | Irishtown-Summerside | Newfoundland and Labrador | Municipal or another local authority | Municipal or another local authority | Continuous | Quarterly | Quarterly | 0 | 541.2 | 21293 | 92 | 146 | 25 | 121 | 147 | 25 | 122 |  |  | Approved
28372 | 2021-Q1 | Town of Irishtown-Summerside | Irishtown-Summerside Road | Irishtown-Summerside | Newfoundland and Labrador | Municipal or another local authority | Municipal or another local authority | Continuous | Quarterly | Quarterly | 0 | 159.4 | 31518 | 90 | 124 | 25 | 99 | 161 | 25 | 136 |  |  | Approved
28372 | 2021-Q2 | Town of Irishtown-Summerside | Irishtown-Summerside Road | Irishtown-Summerside | Newfoundland and Labrador | Municipal or another local authority | Municipal or another local authority | Continuous | Quarterly | Quarterly | 0 | 159.4 | 17112 | 91 | 159 | 25 | 134 | 324 | 25 | 299 |  |  | Approved
28372 | 2021-Q3 | Town of Irishtown-Summerside | Irishtown-Summerside Road | Irishtown-Summerside | Newfoundland and Labrador | Municipal or another local authority | Municipal or another local authority | Continuous | Quarterly | Quarterly | 0 | 159.4 | 14768 | 92 | 173 | 25 | 148 | 133 | 25 | 108 |  |  | Approved
28372 | 2021-Q4 | Town of Irishtown-Summerside | Irishtown-Summerside Road | Irishtown-Summerside | Newfoundland and Labrador | Municipal or another local authority | Municipal or another local authority | Continuous | Quarterly | Quarterly | 0 | 159.4 | 10662 | 92 | 127 | 25 | 102 | 172 | 25 | 147 |  |  | Approved
28372 | 2022-Q1 | Town of Irishtown-Summerside | Irishtown-Summerside Road | Irishtown-Summerside | Newfoundland and Labrador | Municipal or another local authority | Municipal or another local authority | Continuous | Quarterly | Quarterly | 0 | 202.9 | 24909 | 90 | 159 | 25 | 134 | 67 | 25 | 42 |  |  | Approved
28372 | 2022-Q2 | Town of Irishtown-Summerside | Irishtown-Summerside Road | Irishtown-Summerside | Newfoundland and Labrador | Municipal or another local authority | Municipal or another local authority | Continuous | Quarterly | Quarterly | 0 | 202.9 | 16198 | 91 | 186 | 25 | 161 | 168 | 25 | 143 |  |  | Approved
28372 | 2022-Q3 | Town of Irishtown-Summerside | Irishtown-Summerside Road | Irishtown-Summerside | Newfoundland and Labrador | Municipal or another local authority | Municipal or another local authority | Continuous | Quarterly | Quarterly | 0 | 202.9 | 8045 | 92 | 187 | 25 | 162 | 126 | 25 | 101 |  |  | Approved
28372 | 2022-Q4 | Town of Irishtown-Summerside | Irishtown-Summerside Road | Irishtown-Summerside | Newfoundland and Labrador | Municipal or another local authority | Municipal or another local authority | Continuous | Quarterly | Quarterly | 0 | 202.9 | 21530 | 92 | 122 | 25 | 97 | 84 | 25 | 59 |  |  | Approved
28372 | 2023-Q1 | Town of Irishtown-Summerside | Irishtown-Summerside Road | Irishtown-Summerside | Newfoundland and Labrador | Municipal or another local authority | Municipal or another local authority | Continuous | Quarterly | Quarterly | 0 | 193.6 | 27355 | 90 | 163 | 25 | 138 | 131 | 25 | 106 |  |  | Approved
28372 | 2023-Q2 | Town of Irishtown-Summerside | Irishtown-Summerside Road | Irishtown-Summerside | Newfoundland and Labrador | Municipal or another local authority | Municipal or another local authority | Continuous | Quarterly | Quarterly | 0 | 193.6 | 21607 | 91 | 122 | 25 | 97 | 96 | 25 | 71 |  |  | Approved
28372 | 2023-Q3 | Town of Irishtown-Summerside | Irishtown-Summerside Road | Irishtown-Summerside | Newfoundland and Labrador | Municipal or another local authority | Municipal or another local authority | Continuous | Quarterly | Quarterly | 0 | 193.6 | 13383 | 92 | 165 | 25 | 140 | 81 | 25 | 56 |  |  | Approved
28372 | 2023-Q4 | Town of Irishtown-Summerside | Irishtown-Summerside Road | Irishtown-Summerside | Newfoundland and Labrador | Municipal or another local authority | Municipal or another local authority | Continuous | Quarterly | Quarterly | 0 | 193.6 | 7679 | 92 | 100 | 25 | 75 | 272 | 25 | 247 |  |  | Approved
28372 | 2024-Q1 | Town of Irishtown-Summerside | Irishtown-Summerside Road | Irishtown-Summerside | Newfoundland and Labrador | Municipal or another local authority | Municipal or another local authority | Continuous | Quarterly | Quarterly | 0 | 191.8 | 7805 | 91 | 99 | 25 | 74 | 78 | 25 | 53 |  |  | Approved
28372 | 2024-Q2 | Town of Irishtown-Summerside | Irishtown-Summerside Road | Irishtown-Summerside | Newfoundland and Labrador | Municipal or another local authority | Municipal or another local authority | Continuous | Quarterly | Quarterly | 0 | 191.8 | 1840 | 91 | 156 | 25 | 131 | 154 | 25 | 129 |  |  | Approved
28372 | 2024-Q3 | Town of Irishtown-Summerside | Irishtown-Summerside Road | Irishtown-Summerside | Newfoundland and Labrador | Municipal or another local authority | Municipal or another local authority | Continuous | Quarterly | Quarterly | 0 | 191.8 | 3413 | 92 | 209 | 25 | 184 | 203 | 25 | 178 |  |  | Approved
28372 | 2024-Q4 | Town of Irishtown-Summerside | Irishtown-Summerside Road | Irishtown-Summerside | Newfoundland and Labrador | Municipal or another local authority | Municipal or another local authority | Continuous | Quarterly | Quarterly | 0 | 191.8 | 11631 | 92 | 91 | 25 | 66 | 79 | 25 | 54 |  |  | Approved
28373 | 2015-Q4 | Town of Meadows | Marine Drive Outfall | Meadows | Newfoundland and Labrador | Municipal or another local authority | Municipal or another local authority | Continuous | Quarterly | Quarterly | 0 | 750 | 25033 | 32 | 93 | 25 | 68 | 180 | 25 | 155 |  |  | Approved
28373 | 2016-Q1 | Town of Meadows | Marine Drive Outfall | Meadows | Newfoundland and Labrador | Municipal or another local authority | Municipal or another local authority | Continuous | Quarterly | Quarterly | 0 | 750 | 9261 | 91 | 32 | 25 | 7 | 45 | 25 | 20 |  |  | Approved
28373 | 2016-Q2 | Town of Meadows | Marine Drive Outfall | Meadows | Newfoundland and Labrador | Municipal or another local authority | Municipal or another local authority | Continuous | Quarterly | Quarterly | 0 | 750 | 189951 | 91 | 45 | 25 | 20 | 38 | 25 | 13 |  |  | Approved
28373 | 2016-Q3 | Town of Meadows | Marine Drive Outfall | Meadows | Newfoundland and Labrador | Municipal or another local authority | Municipal or another local authority | Continuous | Quarterly | Quarterly | 0 | 750 | 81882 | 92 | 4 | 25 | -21 | 26 | 25 | 1 |  |  | Approved
28373 | 2016-Q4 | Town of Meadows | Marine Drive Outfall | Meadows | Newfoundland and Labrador | Municipal or another local authority | Municipal or another local authority | Continuous | Quarterly | Quarterly | 0 | 750 | 138509 | 92 | 43 | 25 | 18 | 40 | 25 | 15 |  |  | Approved
28373 | 2017-Q1 | Town of Meadows | Marine Drive Outfall | Meadows | Newfoundland and Labrador | Municipal or another local authority | Municipal or another local authority | Continuous | Quarterly | Quarterly | 0 | 1146.5 | 208429 | 90 | 31 | 25 | 6 | 21 | 25 | -4 |  |  | Approved
28373 | 2017-Q2 | Town of Meadows | Marine Drive Outfall | Meadows | Newfoundland and Labrador | Municipal or another local authority | Municipal or another local authority | Continuous | Quarterly | Quarterly | 0 | 1146.5 | 216611 | 91 | 26 | 25 | 1 | 44 | 25 | 19 |  |  | Approved
28373 | 2017-Q3 | Town of Meadows | Marine Drive Outfall | Meadows | Newfoundland and Labrador | Municipal or another local authority | Municipal or another local authority | Continuous | Quarterly | Quarterly | 0 | 1146.5 | 102942 | 92 | 32 | 25 | 7 | 44 | 25 | 19 |  |  | Approved
28373 | 2017-Q4 | Town of Meadows | Marine Drive Outfall | Meadows | Newfoundland and Labrador | Municipal or another local authority | Municipal or another local authority | Continuous | Quarterly | Quarterly | 0 | 1146.5 | 141076 | 92 | 30 | 25 | 5 | 14 | 25 | -11 |  |  | Approved
28373 | 2018-Q1 | Town of Meadows | Marine Drive Outfall | Meadows | Newfoundland and Labrador | Municipal or another local authority | Municipal or another local authority | Continuous | Quarterly | Quarterly | 0 | 1833 | 122009 | 90 | 60 | 25 | 35 | 70 | 25 | 45 |  |  | Approved
28373 | 2018-Q2 | Town of Meadows | Marine Drive Outfall | Meadows | Newfoundland and Labrador | Municipal or another local authority | Municipal or another local authority | Continuous | Quarterly | Quarterly | 0 | 1833 | 108108 | 91 | 73 | 25 | 48 | 130 | 25 | 105 |  |  | Approved
28373 | 2018-Q3 | Town of Meadows | Marine Drive Outfall | Meadows | Newfoundland and Labrador | Municipal or another local authority | Municipal or another local authority | Continuous | Quarterly | Quarterly | 0 | 1833 | 104880 | 92 | 173 | 25 | 148 | 169 | 25 | 144 |  |  | Approved
28373 | 2018-Q4 | Town of Meadows | Marine Drive Outfall | Meadows | Newfoundland and Labrador | Municipal or another local authority | Municipal or another local authority | Continuous | Quarterly | Quarterly | 0 | 1833 | 111800.3 | 92 | 75 | 25 | 50 | 129 | 25 | 104 |  |  | Approved
28373 | 2019-Q1 | Town of Meadows | Marine Drive Outfall | Meadows | Newfoundland and Labrador | Municipal or another local authority | Municipal or another local authority | Continuous | Quarterly | Quarterly | 0 | 1224.1 | 3733 | 90 | 64 | 25 | 39 | 127 | 25 | 102 |  |  | Approved
28373 | 2019-Q2 | Town of Meadows | Marine Drive Outfall | Meadows | Newfoundland and Labrador | Municipal or another local authority | Municipal or another local authority | Continuous | Quarterly | Quarterly | 0 | 1224.1 | 35763 | 91 | 51 | 25 | 26 | 92 | 25 | 67 |  |  | Approved
28373 | 2019-Q3 | Town of Meadows | Marine Drive Outfall | Meadows | Newfoundland and Labrador | Municipal or another local authority | Municipal or another local authority | Continuous | Quarterly | Quarterly | 0 | 1224.1 | 16876 | 92 | 103 | 25 | 78 | 205 | 25 | 180 |  |  | Approved
28373 | 2019-Q4 | Town of Meadows | Marine Drive Outfall | Meadows | Newfoundland and Labrador | Municipal or another local authority | Municipal or another local authority | Continuous | Quarterly | Quarterly | 0 | 1224.1 | 30268 | 92 | 48 | 25 | 23 | 78 | 25 | 53 |  |  | Approved
28373 | 2020-Q1 | Town of Meadows | Marine Drive Outfall | Meadows | Newfoundland and Labrador | Municipal or another local authority | Municipal or another local authority | Continuous | Quarterly | Quarterly | 0 | 237.4 | 34944 | 91 | 94 | 25 | 69 | 56 | 25 | 31 |  |  | Approved
28373 | 2020-Q2 | Town of Meadows | Marine Drive Outfall | Meadows | Newfoundland and Labrador | Municipal or another local authority | Municipal or another local authority | Continuous | Quarterly | Quarterly | 0 | 237.4 | 36491 | 91 | 46 | 25 | 21 | 21 | 25 | -4 |  |  | Approved
28373 | 2020-Q3 | Town of Meadows | Marine Drive Outfall | Meadows | Newfoundland and Labrador | Municipal or another local authority | Municipal or another local authority | Continuous | Quarterly | Quarterly | 0 | 237.4 | 26542 | 92 | 88 | 25 | 63 | 87 | 25 | 62 |  |  | Approved
28373 | 2020-Q4 | Town of Meadows | Marine Drive Outfall | Meadows | Newfoundland and Labrador | Municipal or another local authority | Municipal or another local authority | Continuous | Quarterly | Quarterly | 0 | 237.4 | 24398 | 92 | 79 | 25 | 54 | 154 | 25 | 129 |  |  | Approved
28373 | 2021-Q1 | Town of Meadows | Marine Drive Outfall | Meadows | Newfoundland and Labrador | Municipal or another local authority | Municipal or another local authority | Continuous | Quarterly | Quarterly | 0 | 334.4 | 37975 | 90 | 93 | 25 | 68 | 379 | 25 | 354 |  |  | Approved
28373 | 2021-Q2 | Town of Meadows | Marine Drive Outfall | Meadows | Newfoundland and Labrador | Municipal or another local authority | Municipal or another local authority | Continuous | Quarterly | Quarterly | 0 | 334.4 | 28360 | 91 | 77 | 25 | 52 | 44 | 25 | 19 |  |  | Approved
28373 | 2021-Q3 | Town of Meadows | Marine Drive Outfall | Meadows | Newfoundland and Labrador | Municipal or another local authority | Municipal or another local authority | Continuous | Quarterly | Quarterly | 0 | 334.4 | 34069 | 92 | 77 | 25 | 52 | 107 | 25 | 82 |  |  | Approved
28373 | 2021-Q4 | Town of Meadows | Marine Drive Outfall | Meadows | Newfoundland and Labrador | Municipal or another local authority | Municipal or another local authority | Continuous | Quarterly | Quarterly | 0 | 334.4 | 36990 | 92 | 73 | 25 | 48 | 81 | 25 | 56 |  |  | Approved
28373 | 2022-Q1 | Town of Meadows | Marine Drive Outfall | Meadows | Newfoundland and Labrador | Municipal or another local authority | Municipal or another local authority | Continuous | Quarterly | Quarterly | 0 | 376.4 | 38499 | 90 | 125 | 25 | 100 | 48 | 25 | 23 |  |  | Approved
28373 | 2022-Q2 | Town of Meadows | Marine Drive Outfall | Meadows | Newfoundland and Labrador | Municipal or another local authority | Municipal or another local authority | Continuous | Quarterly | Quarterly | 0 | 376.4 | 26888 | 91 | 140 | 25 | 115 | 42 | 25 | 17 |  |  | Approved
28373 | 2022-Q3 | Town of Meadows | Marine Drive Outfall | Meadows | Newfoundland and Labrador | Municipal or another local authority | Municipal or another local authority | Continuous | Quarterly | Quarterly | 0 | 376.4 | 10212 | 92 | 54 | 25 | 29 | 40 | 25 | 15 |  |  | Approved
28373 | 2022-Q4 | Town of Meadows | Marine Drive Outfall | Meadows | Newfoundland and Labrador | Municipal or another local authority | Municipal or another local authority | Continuous | Quarterly | Quarterly | 0 | 376.4 | 19205 | 92 | 47 | 25 | 22 | 53 | 25 | 28 |  |  | Approved
28373 | 2023-Q1 | Town of Meadows | Marine Drive Outfall | Meadows | Newfoundland and Labrador | Municipal or another local authority | Municipal or another local authority | Continuous | Quarterly | Quarterly | 0 | 259.7 | 24009 | 90 | 74 | 25 | 49 | 60 | 25 | 35 |  |  | Approved
28373 | 2023-Q2 | Town of Meadows | Marine Drive Outfall | Meadows | Newfoundland and Labrador | Municipal or another local authority | Municipal or another local authority | Continuous | Quarterly | Quarterly | 0 | 259.7 | 31167 | 91 | 58 | 25 | 33 | 51 | 25 | 26 |  |  | Approved
28373 | 2023-Q3 | Town of Meadows | Marine Drive Outfall | Meadows | Newfoundland and Labrador | Municipal or another local authority | Municipal or another local authority | Continuous | Quarterly | Quarterly | 0 | 259.7 | 18450 | 92 | 67 | 25 | 42 | 52 | 25 | 27 |  |  | Approved
28373 | 2023-Q4 | Town of Meadows | Marine Drive Outfall | Meadows | Newfoundland and Labrador | Municipal or another local authority | Municipal or another local authority | Continuous | Quarterly | Quarterly | 0 | 259.7 | 27696 | 92 | 44 | 25 | 19 | 17 | 25 | -8 |  |  | Approved
28373 | 2024-Q1 | Town of Meadows | Marine Drive Outfall | Meadows | Newfoundland and Labrador | Municipal or another local authority | Municipal or another local authority | Continuous | Quarterly | Quarterly | 0 | 277.6 | 25527 | 91 | 77 | 25 | 52 | 70 | 25 | 45 |  |  | Approved
28373 | 2024-Q2 | Town of Meadows | Marine Drive Outfall | Meadows | Newfoundland and Labrador | Municipal or another local authority | Municipal or another local authority | Continuous | Quarterly | Quarterly | 0 | 277.6 | 17146 | 91 | 79 | 25 | 54 | 129 | 25 | 104 |  |  | Approved
28373 | 2024-Q3 | Town of Meadows | Marine Drive Outfall | Meadows | Newfoundland and Labrador | Municipal or another local authority | Municipal or another local authority | Continuous | Quarterly | Quarterly | 0 | 277.6 | 13834 | 92 | 110 | 25 | 85 | 254 | 25 | 229 |  |  | Approved
28373 | 2024-Q4 | Town of Meadows | Marine Drive Outfall | Meadows | Newfoundland and Labrador | Municipal or another local authority | Municipal or another local authority | Continuous | Quarterly | Quarterly | 0 | 277.6 | 105613 | 92 | 111 | 25 | 86 | 143 | 25 | 118 |  |  | Approved
28485 | 2016-Q1 | Pouch Cove | Town of Pouch Cove Outfall | Pouch Cove | Newfoundland and Labrador | Municipal or another local authority | Municipal or another local authority | Continuous | Quarterly | Quarterly | 0 | 634 | 119504 | 56 | 21 | 25 | -4 | 9 | 25 | -16 |  |  | Approved
28485 | 2016-Q2 | Pouch Cove | Town of Pouch Cove Outfall | Pouch Cove | Newfoundland and Labrador | Municipal or another local authority | Municipal or another local authority | Continuous | Quarterly | Quarterly | 0 | 634 | 139250 | 91 | 208 | 25 | 183 | 80 | 25 | 55 |  |  | Approved
28485 | 2016-Q3 | Pouch Cove | Town of Pouch Cove Outfall | Pouch Cove | Newfoundland and Labrador | Municipal or another local authority | Municipal or another local authority | Continuous | Quarterly | Quarterly | 0 | 634 | 127640 | 92 | 60 | 25 | 35 | 72 | 25 | 47 |  |  | Approved
28485 | 2016-Q4 | Pouch Cove | Town of Pouch Cove Outfall | Pouch Cove | Newfoundland and Labrador | Municipal or another local authority | Municipal or another local authority | Continuous | Quarterly | Quarterly | 0 | 634 | 181271 | 92 | 5 | 25 | -20 | 37 | 25 | 12 |  |  | Approved
28485 | 2017-Q1 | Pouch Cove | Town of Pouch Cove Outfall | Pouch Cove | Newfoundland and Labrador | Municipal or another local authority | Municipal or another local authority | Continuous | Quarterly | Quarterly | 0 | 1551 | 242691 | 90 | 38 | 25 | 13 | 46 | 25 | 21 |  |  | Approved
28485 | 2017-Q2 | Pouch Cove | Town of Pouch Cove Outfall | Pouch Cove | Newfoundland and Labrador | Municipal or another local authority | Municipal or another local authority | Continuous | Quarterly | Quarterly | 0 | 1551 | 216730 | 91 | 22 | 25 | -3 | 54 | 25 | 29 |  |  | Approved
28485 | 2017-Q3 | Pouch Cove | Town of Pouch Cove Outfall | Pouch Cove | Newfoundland and Labrador | Municipal or another local authority | Municipal or another local authority | Continuous | Quarterly | Quarterly | 0 | 1551 | 134693 | 92 | 28 | 25 | 3 | 104 | 25 | 79 |  |  | Approved
28485 | 2017-Q4 | Pouch Cove | Town of Pouch Cove Outfall | Pouch Cove | Newfoundland and Labrador | Municipal or another local authority | Municipal or another local authority | Continuous | Quarterly | Quarterly | 0 | 1551 | 23563 | 92 | 40 | 25 | 15 | 51 | 25 | 26 |  |  | Approved
28485 | 2018-Q1 | Pouch Cove | Town of Pouch Cove Outfall | Pouch Cove | Newfoundland and Labrador | Municipal or another local authority | Municipal or another local authority | Continuous | Quarterly | Quarterly | 0 | 1692.3 | 98628 | 90 | 53 | 25 | 28 | 64 | 25 | 39 |  |  | Approved
28485 | 2018-Q2 | Pouch Cove | Town of Pouch Cove Outfall | Pouch Cove | Newfoundland and Labrador | Municipal or another local authority | Municipal or another local authority | Continuous | Quarterly | Quarterly | 0 | 1692.3 | 130180 | 91 | 110 | 25 | 85 | 225 | 25 | 200 |  |  | Approved
28485 | 2018-Q3 | Pouch Cove | Town of Pouch Cove Outfall | Pouch Cove | Newfoundland and Labrador | Municipal or another local authority | Municipal or another local authority | Continuous | Quarterly | Quarterly | 0 | 1692.3 | 130180 | 92 | 110 | 25 | 85 | 225 | 25 | 200 |  |  | Approved
28485 | 2018-Q4 | Pouch Cove | Town of Pouch Cove Outfall | Pouch Cove | Newfoundland and Labrador | Municipal or another local authority | Municipal or another local authority | Continuous | Quarterly | Quarterly | 0 | 1692.3 | 182415 | 92 | 103 | 25 | 78 | 70 | 25 | 45 |  |  | Approved
28485 | 2019-Q1 | Pouch Cove | Town of Pouch Cove Outfall | Pouch Cove | Newfoundland and Labrador | Municipal or another local authority | Municipal or another local authority | Continuous | Quarterly | Quarterly | 0 | 1483.3 | 236626 | 90 | 89 | 25 | 64 | 79 | 25 | 54 |  |  | Approved
28485 | 2019-Q2 | Pouch Cove | Town of Pouch Cove Outfall | Pouch Cove | Newfoundland and Labrador | Municipal or another local authority | Municipal or another local authority | Continuous | Quarterly | Quarterly | 0 | 1483.3 | 216944 | 91 | 90 | 25 | 65 | 101 | 25 | 76 |  |  | Approved
28485 | 2019-Q3 | Pouch Cove | Town of Pouch Cove Outfall | Pouch Cove | Newfoundland and Labrador | Municipal or another local authority | Municipal or another local authority | Continuous | Quarterly | Quarterly | 0 | 1483.3 | 144331 | 92 | 86 | 25 | 61 | 93 | 25 | 68 |  |  | Approved
28485 | 2019-Q4 | Pouch Cove | Town of Pouch Cove Outfall | Pouch Cove | Newfoundland and Labrador | Municipal or another local authority | Municipal or another local authority | Continuous | Quarterly | Quarterly | 0 | 1483.3 | 163182 | 92 | 78 | 25 | 53 | 77 | 25 | 52 |  |  | Approved
28485 | 2020-Q1 | Pouch Cove | Town of Pouch Cove Outfall | Pouch Cove | Newfoundland and Labrador | Municipal or another local authority | Municipal or another local authority | Continuous | Quarterly | Quarterly | 0 | 2085.2 | 61880 | 91 | 88 | 25 | 63 | 48 | 25 | 23 |  |  | Approved
28485 | 2020-Q2 | Pouch Cove | Town of Pouch Cove Outfall | Pouch Cove | Newfoundland and Labrador | Municipal or another local authority | Municipal or another local authority | Continuous | Quarterly | Quarterly | 0 | 2085.2 | 64883 | 91 | 114 | 25 | 89 | 81 | 25 | 56 |  |  | Approved
28485 | 2020-Q3 | Pouch Cove | Town of Pouch Cove Outfall | Pouch Cove | Newfoundland and Labrador | Municipal or another local authority | Municipal or another local authority | Continuous | Quarterly | Quarterly | 0 | 2085.2 | 42862 | 92 | 110 | 25 | 85 | 72 | 25 | 47 |  |  | Approved
28485 | 2020-Q4 | Pouch Cove | Town of Pouch Cove Outfall | Pouch Cove | Newfoundland and Labrador | Municipal or another local authority | Municipal or another local authority | Continuous | Quarterly | Quarterly | 0 | 2085.2 | 74805 | 92 | 73 | 25 | 48 | 55 | 25 | 30 |  |  | Approved
28485 | 2021-Q1 | Pouch Cove | Town of Pouch Cove Outfall | Pouch Cove | Newfoundland and Labrador | Municipal or another local authority | Municipal or another local authority | Continuous | Quarterly | Quarterly | 0 | 667.8 | 49374 | 90 | 80 | 25 | 55 | 63 | 25 | 38 |  |  | Approved
28485 | 2021-Q2 | Pouch Cove | Town of Pouch Cove Outfall | Pouch Cove | Newfoundland and Labrador | Municipal or another local authority | Municipal or another local authority | Continuous | Quarterly | Quarterly | 0 | 667.8 | 33540 | 91 | 131 | 25 | 106 | 177 | 25 | 152 |  |  | Approved
28485 | 2021-Q3 | Pouch Cove | Town of Pouch Cove Outfall | Pouch Cove | Newfoundland and Labrador | Municipal or another local authority | Municipal or another local authority | Continuous | Quarterly | Quarterly | 0 | 667.8 | 24478 | 92 | 101 | 25 | 76 | 82 | 25 | 57 |  |  | Approved
28485 | 2021-Q4 | Pouch Cove | Town of Pouch Cove Outfall | Pouch Cove | Newfoundland and Labrador | Municipal or another local authority | Municipal or another local authority | Continuous | Quarterly | Quarterly | 0 | 667.8 | 22811 | 92 | 107 | 25 | 82 | 66 | 25 | 41 |  |  | Approved
28485 | 2022-Q1 | Pouch Cove | Town of Pouch Cove Outfall | Pouch Cove | Newfoundland and Labrador | Municipal or another local authority | Municipal or another local authority | Continuous | Quarterly | Quarterly | 0 | 356.7 | 45738 | 90 | 100 | 25 | 75 | 59 | 25 | 34 |  |  | Approved
28485 | 2022-Q2 | Pouch Cove | Town of Pouch Cove Outfall | Pouch Cove | Newfoundland and Labrador | Municipal or another local authority | Municipal or another local authority | Continuous | Quarterly | Quarterly | 0 | 356.7 | 32709 | 91 | 105 | 25 | 80 | 74 | 25 | 49 |  |  | Approved
28485 | 2022-Q3 | Pouch Cove | Town of Pouch Cove Outfall | Pouch Cove | Newfoundland and Labrador | Municipal or another local authority | Municipal or another local authority | Continuous | Quarterly | Quarterly | 0 | 356.7 | 34523 | 92 | 120 | 25 | 95 | 57 | 25 | 32 |  |  | Approved
28485 | 2022-Q4 | Pouch Cove | Town of Pouch Cove Outfall | Pouch Cove | Newfoundland and Labrador | Municipal or another local authority | Municipal or another local authority | Continuous | Quarterly | Quarterly | 0 | 356.7 | 35700 | 92 | 136 | 25 | 111 | 86 | 25 | 61 |  |  | Approved
28485 | 2023-Q1 | Pouch Cove | Town of Pouch Cove Outfall | Pouch Cove | Newfoundland and Labrador | Municipal or another local authority | Municipal or another local authority | Continuous | Quarterly | Quarterly | 0 | 407.3 | 51493 | 90 | 110 | 25 | 85 | 85 | 25 | 60 |  |  | Approved
28485 | 2023-Q2 | Pouch Cove | Town of Pouch Cove Outfall | Pouch Cove | Newfoundland and Labrador | Municipal or another local authority | Municipal or another local authority | Continuous | Quarterly | Quarterly | 0 | 407.3 | 53353 | 91 | 94 | 25 | 69 | 60 | 25 | 35 |  |  | Approved
28485 | 2023-Q3 | Pouch Cove | Town of Pouch Cove Outfall | Pouch Cove | Newfoundland and Labrador | Municipal or another local authority | Municipal or another local authority | Continuous | Quarterly | Quarterly | 0 | 407.3 | 55140 | 92 | 69 | 25 | 44 | 78 | 25 | 53 |  |  | Approved
28485 | 2023-Q4 | Pouch Cove | Town of Pouch Cove Outfall | Pouch Cove | Newfoundland and Labrador | Municipal or another local authority | Municipal or another local authority | Continuous | Quarterly | Quarterly | 0 | 407.3 | 833.5 | 92 | 136 | 25 | 111 | 59 | 25 | 34 |  |  | Approved
28485 | 2024-Q1 | Pouch Cove | Town of Pouch Cove Outfall | Pouch Cove | Newfoundland and Labrador | Municipal or another local authority | Municipal or another local authority | Continuous | Quarterly | Quarterly | 0 | 440.6 | 93154 | 91 | 81 | 25 | 56 | 58 | 25 | 33 |  |  | Approved
28485 | 2024-Q2 | Pouch Cove | Town of Pouch Cove Outfall | Pouch Cove | Newfoundland and Labrador | Municipal or another local authority | Municipal or another local authority | Continuous | Quarterly | Quarterly | 0 | 440.6 | 112366 | 91 | 74 | 25 | 49 | 57 | 25 | 32 |  |  | Approved
28485 | 2024-Q3 | Pouch Cove | Town of Pouch Cove Outfall | Pouch Cove | Newfoundland and Labrador | Municipal or another local authority | Municipal or another local authority | Continuous | Quarterly | Quarterly | 0 | 440.6 | 76261 | 92 | 34 | 25 | 9 | 16 | 25 | -9 |  |  | Approved
28485 | 2024-Q4 | Pouch Cove | Town of Pouch Cove Outfall | Pouch Cove | Newfoundland and Labrador | Municipal or another local authority | Municipal or another local authority | Continuous | Quarterly | Quarterly | 0 | 440.6 | 74303 | 92 | 89 | 25 | 64 | 103 | 25 | 78 |  |  | Approved
28488 | 2016-Q1 | Town of Holyrood | Holyrood WWT Outfall | Holyrood | Newfoundland and Labrador | Municipal or another local authority | Municipal or another local authority | Continuous | Quarterly | Quarterly | 0 | 1000 | 221459 | 58 | 9 | 25 | -16 | 21 | 25 | -4 |  |  | Approved
28488 | 2016-Q2 | Town of Holyrood | Holyrood WWT Outfall | Holyrood | Newfoundland and Labrador | Municipal or another local authority | Municipal or another local authority | Continuous | Quarterly | Quarterly | 0 | 1000 | 62153 | 91 | 49 | 25 | 24 | 30 | 25 | 5 |  |  | Approved
28488 | 2016-Q3 | Town of Holyrood | Holyrood WWT Outfall | Holyrood | Newfoundland and Labrador | Municipal or another local authority | Municipal or another local authority | Continuous | Quarterly | Quarterly | 0 | 1000 | 54126 | 92 | 27 | 25 | 2 | 49 | 25 | 24 |  |  | Approved
28488 | 2016-Q4 | Town of Holyrood | Holyrood WWT Outfall | Holyrood | Newfoundland and Labrador | Municipal or another local authority | Municipal or another local authority | Continuous | Quarterly | Quarterly | 0 | 1000 | 119324 | 92 | 30 | 25 | 5 | 17 | 25 | -8 |  |  | Approved
28488 | 2017-Q1 | Town of Holyrood | Holyrood WWT Outfall | Holyrood | Newfoundland and Labrador | Municipal or another local authority | Municipal or another local authority | Continuous | Quarterly | Quarterly | 0 | 1248.8 | 98190 | 90 | 14 | 25 | -11 | 14 | 25 | -11 |  |  | Approved
28488 | 2017-Q2 | Town of Holyrood | Holyrood WWT Outfall | Holyrood | Newfoundland and Labrador | Municipal or another local authority | Municipal or another local authority | Continuous | Quarterly | Quarterly | 0 | 1248.8 | 71981 | 91 | 25 | 25 | 0 | 42 | 25 | 17 |  |  | Approved
28488 | 2017-Q3 | Town of Holyrood | Holyrood WWT Outfall | Holyrood | Newfoundland and Labrador | Municipal or another local authority | Municipal or another local authority | Continuous | Quarterly | Quarterly | 0 | 1248.8 | 113973 | 92 | 24 | 25 | -1 | 34 | 25 | 9 |  |  | Approved
28488 | 2017-Q4 | Town of Holyrood | Holyrood WWT Outfall | Holyrood | Newfoundland and Labrador | Municipal or another local authority | Municipal or another local authority | Continuous | Quarterly | Quarterly | 0 | 1248.8 | 111053 | 92 | 30 | 25 | 5 | 26 | 25 | 1 |  |  | Approved
28488 | 2018-Q1 | Town of Holyrood | Holyrood WWT Outfall | Holyrood | Newfoundland and Labrador | Municipal or another local authority | Municipal or another local authority | Continuous | Quarterly | Quarterly | 0 | 1082.7 | 170840 | 90 | 48 | 25 | 23 | 34 | 25 | 9 |  |  | Approved
28488 | 2018-Q2 | Town of Holyrood | Holyrood WWT Outfall | Holyrood | Newfoundland and Labrador | Municipal or another local authority | Municipal or another local authority | Continuous | Quarterly | Quarterly | 0 | 1082.7 | 168293 | 91 | 97 | 25 | 72 | 70 | 25 | 45 |  |  | Approved
28488 | 2018-Q3 | Town of Holyrood | Holyrood WWT Outfall | Holyrood | Newfoundland and Labrador | Municipal or another local authority | Municipal or another local authority | Continuous | Quarterly | Quarterly | 0 | 1082.7 | 131144 | 92 | 171 | 25 | 146 | 151 | 25 | 126 |  |  | Approved
28488 | 2018-Q4 | Town of Holyrood | Holyrood WWT Outfall | Holyrood | Newfoundland and Labrador | Municipal or another local authority | Municipal or another local authority | Continuous | Quarterly | Quarterly | 0 | 1082.7 | 64017.4 | 92 | 61 | 25 | 36 | 71 | 25 | 46 |  |  | Approved
28488 | 2019-Q1 | Town of Holyrood | Holyrood WWT Outfall | Holyrood | Newfoundland and Labrador | Municipal or another local authority | Municipal or another local authority | Continuous | Quarterly | Quarterly | 0 | 1463.8 | 107380 | 90 | 118 | 25 | 93 | 137 | 25 | 112 |  |  | Approved
28488 | 2019-Q2 | Town of Holyrood | Holyrood WWT Outfall | Holyrood | Newfoundland and Labrador | Municipal or another local authority | Municipal or another local authority | Continuous | Quarterly | Quarterly | 0 | 1463.8 | 91842 | 91 | 103 | 25 | 78 | 123 | 25 | 98 |  |  | Approved
28488 | 2019-Q3 | Town of Holyrood | Holyrood WWT Outfall | Holyrood | Newfoundland and Labrador | Municipal or another local authority | Municipal or another local authority | Continuous | Quarterly | Quarterly | 0 | 1463.8 | 35783 | 92 | 77 | 25 | 52 | 49 | 25 | 24 |  |  | Approved
28488 | 2019-Q4 | Town of Holyrood | Holyrood WWT Outfall | Holyrood | Newfoundland and Labrador | Municipal or another local authority | Municipal or another local authority | Continuous | Quarterly | Quarterly | 0 | 1463.8 | 71349 | 92 | 85 | 25 | 60 | 39 | 25 | 14 |  |  | Approved
28488 | 2020-Q1 | Town of Holyrood | Holyrood WWT Outfall | Holyrood | Newfoundland and Labrador | Municipal or another local authority | Municipal or another local authority | Continuous | Quarterly | Quarterly | 0 | 839.3 | 87542 | 91 | 70 | 25 | 45 | 49 | 25 | 24 |  |  | Approved
28488 | 2020-Q2 | Town of Holyrood | Holyrood WWT Outfall | Holyrood | Newfoundland and Labrador | Municipal or another local authority | Municipal or another local authority | Continuous | Quarterly | Quarterly | 0 | 839.3 | 133224 | 91 | 92 | 25 | 67 | 132 | 25 | 107 |  |  | Approved
28488 | 2020-Q3 | Town of Holyrood | Holyrood WWT Outfall | Holyrood | Newfoundland and Labrador | Municipal or another local authority | Municipal or another local authority | Continuous | Quarterly | Quarterly | 0 | 839.3 | 62156 | 92 | 110 | 25 | 85 | 394 | 25 | 369 |  |  | Approved
28488 | 2020-Q4 | Town of Holyrood | Holyrood WWT Outfall | Holyrood | Newfoundland and Labrador | Municipal or another local authority | Municipal or another local authority | Continuous | Quarterly | Quarterly | 0 | 839.3 | 60719 | 92 | 91 | 25 | 66 | 91 | 25 | 66 |  |  | Approved
28488 | 2021-Q1 | Town of Holyrood | Holyrood WWT Outfall | Holyrood | Newfoundland and Labrador | Municipal or another local authority | Municipal or another local authority | Continuous | Quarterly | Quarterly | 0 | 938.9 | 66723 | 90 | 89 | 25 | 64 | 268 | 25 | 243 |  |  | Approved
28488 | 2021-Q2 | Town of Holyrood | Holyrood WWT Outfall | Holyrood | Newfoundland and Labrador | Municipal or another local authority | Municipal or another local authority | Continuous | Quarterly | Quarterly | 0 | 938.9 | 65724 | 91 | 129 | 25 | 104 | 81 | 25 | 56 |  |  | Approved
28488 | 2021-Q3 | Town of Holyrood | Holyrood WWT Outfall | Holyrood | Newfoundland and Labrador | Municipal or another local authority | Municipal or another local authority | Continuous | Quarterly | Quarterly | 0 | 938.9 | 46213 | 92 | 105 | 25 | 80 | 74 | 25 | 49 |  |  | Approved
28488 | 2021-Q4 | Town of Holyrood | Holyrood WWT Outfall | Holyrood | Newfoundland and Labrador | Municipal or another local authority | Municipal or another local authority | Continuous | Quarterly | Quarterly | 0 | 938.9 | 68880 | 92 | 85 | 25 | 60 | 51 | 25 | 26 |  |  | Approved
28488 | 2022-Q1 | Town of Holyrood | Holyrood WWT Outfall | Holyrood | Newfoundland and Labrador | Municipal or another local authority | Municipal or another local authority | Continuous | Quarterly | Quarterly | 0 | 678.2 | 86127 | 90 | 84 | 25 | 59 | 64 | 25 | 39 |  |  | Approved
28488 | 2022-Q2 | Town of Holyrood | Holyrood WWT Outfall | Holyrood | Newfoundland and Labrador | Municipal or another local authority | Municipal or another local authority | Continuous | Quarterly | Quarterly | 0 | 678.2 | 52876 | 91 | 106 | 25 | 81 | 72 | 25 | 47 |  |  | Approved
28488 | 2022-Q3 | Town of Holyrood | Holyrood WWT Outfall | Holyrood | Newfoundland and Labrador | Municipal or another local authority | Municipal or another local authority | Continuous | Quarterly | Quarterly | 0 | 678.2 | 66787 | 92 | 158 | 25 | 133 | 106 | 25 | 81 |  |  | Approved
28488 | 2022-Q4 | Town of Holyrood | Holyrood WWT Outfall | Holyrood | Newfoundland and Labrador | Municipal or another local authority | Municipal or another local authority | Continuous | Quarterly | Quarterly | 0 | 678.2 | 108380 | 92 | 106 | 25 | 81 | 61 | 25 | 36 |  |  | Approved
28488 | 2023-Q1 | Town of Holyrood | Holyrood WWT Outfall | Holyrood | Newfoundland and Labrador | Municipal or another local authority | Municipal or another local authority | Continuous | Quarterly | Quarterly | 0 | 860.7 | 155086 | 90 | 60 | 25 | 35 | 34 | 25 | 9 |  |  | Approved
28488 | 2023-Q2 | Town of Holyrood | Holyrood WWT Outfall | Holyrood | Newfoundland and Labrador | Municipal or another local authority | Municipal or another local authority | Continuous | Quarterly | Quarterly | 0 | 860.7 | 66505 | 91 | 60 | 25 | 35 | 31 | 25 | 6 |  |  | Approved
28488 | 2023-Q3 | Town of Holyrood | Holyrood WWT Outfall | Holyrood | Newfoundland and Labrador | Municipal or another local authority | Municipal or another local authority | Continuous | Quarterly | Quarterly | 0 | 860.7 | 32984 | 92 | 160 | 25 | 135 | 67 | 25 | 42 |  |  | Approved
28488 | 2023-Q4 | Town of Holyrood | Holyrood WWT Outfall | Holyrood | Newfoundland and Labrador | Municipal or another local authority | Municipal or another local authority | Continuous | Quarterly | Quarterly | 0 | 860.7 | 54767 | 92 | 135 | 25 | 110 | 43 | 25 | 18 |  |  | Approved
28488 | 2024-Q1 | Town of Holyrood | Holyrood WWT Outfall | Holyrood | Newfoundland and Labrador | Municipal or another local authority | Municipal or another local authority | Continuous | Quarterly | Quarterly | 0 | 847.5 | 78410 | 91 | 67 | 25 | 42 | 48 | 25 | 23 |  |  | Approved
28488 | 2024-Q2 | Town of Holyrood | Holyrood WWT Outfall | Holyrood | Newfoundland and Labrador | Municipal or another local authority | Municipal or another local authority | Continuous | Quarterly | Quarterly | 0 | 847.5 | 47229 | 91 | 82 | 25 | 57 | 48 | 25 | 23 |  |  | Approved
28488 | 2024-Q3 | Town of Holyrood | Holyrood WWT Outfall | Holyrood | Newfoundland and Labrador | Municipal or another local authority | Municipal or another local authority | Continuous | Quarterly | Quarterly | 0 | 847.5 | 32936 | 92 | 183 | 25 | 158 | 68 | 25 | 43 |  |  | Approved
28488 | 2024-Q4 | Town of Holyrood | Holyrood WWT Outfall | Holyrood | Newfoundland and Labrador | Municipal or another local authority | Municipal or another local authority | Continuous | Quarterly | Quarterly | 0 | 847.5 | 47876 | 92 | 98 | 25 | 73 | 33 | 25 | 8 |  |  | Approved
28545 | 2016-Q2 | Town of Fortune | #2 - Snook's Road | Fortune | Newfoundland and Labrador | Municipal or another local authority | Municipal or another local authority | Continuous | Quarterly | Quarterly | 0 | 715 | 32191 | 52 | 48 | 25 | 23 | 67 | 25 | 42 |  |  | Approved
28545 | 2016-Q3 | Town of Fortune | #2 - Snook's Road | Fortune | Newfoundland and Labrador | Municipal or another local authority | Municipal or another local authority | Continuous | Quarterly | Quarterly | 0 | 715 | 37220 | 92 | 63 | 25 | 38 | 96 | 25 | 71 |  |  | Approved
28545 | 2016-Q4 | Town of Fortune | #2 - Snook's Road | Fortune | Newfoundland and Labrador | Municipal or another local authority | Municipal or another local authority | Continuous | Quarterly | Quarterly | 0 | 715 | 39774 | 92 | 11 | 25 | -14 | 36 | 25 | 11 |  |  | Approved
28545 | 2017-Q1 | Town of Fortune | #2 - Snook's Road | Fortune | Newfoundland and Labrador | Municipal or another local authority | Municipal or another local authority | Continuous | Quarterly | Quarterly | 0 | 715 | 104862 | 90 | 18 | 25 | -7 | 11 | 25 | -14 |  |  | Approved
28545 | 2017-Q2 | Town of Fortune | #2 - Snook's Road | Fortune | Newfoundland and Labrador | Municipal or another local authority | Municipal or another local authority | Continuous | Quarterly | Quarterly | 0 | 715 | 131677 | 91 | 28 | 25 | 3 | 44 | 25 | 19 |  |  | Approved
28545 | 2017-Q3 | Town of Fortune | #2 - Snook's Road | Fortune | Newfoundland and Labrador | Municipal or another local authority | Municipal or another local authority | Continuous | Quarterly | Quarterly | 0 | 715 | 50963 | 92 | 35 | 25 | 10 | 21 | 25 | -4 |  |  | Approved
28545 | 2017-Q4 | Town of Fortune | #2 - Snook's Road | Fortune | Newfoundland and Labrador | Municipal or another local authority | Municipal or another local authority | Continuous | Quarterly | Quarterly | 0 | 715 | 61226 | 92 | 25 | 25 | 0 | 25 | 25 | 0 |  |  | Approved
28545 | 2018-Q1 | Town of Fortune | #2 - Snook's Road | Fortune | Newfoundland and Labrador | Municipal or another local authority | Municipal or another local authority | Continuous | Quarterly | Quarterly | 0 | 955.4 | 90765 | 90 | 56 | 25 | 31 | 71 | 25 | 46 |  |  | Approved
28545 | 2018-Q2 | Town of Fortune | #2 - Snook's Road | Fortune | Newfoundland and Labrador | Municipal or another local authority | Municipal or another local authority | Continuous | Quarterly | Quarterly | 0 | 955.4 | 73847 | 91 | 88 | 25 | 63 | 60 | 25 | 35 |  |  | Approved
28545 | 2018-Q3 | Town of Fortune | #2 - Snook's Road | Fortune | Newfoundland and Labrador | Municipal or another local authority | Municipal or another local authority | Continuous | Quarterly | Quarterly | 0 | 955.4 | 53957 | 92 | 103 | 25 | 78 | 102 | 25 | 77 |  |  | Approved
28545 | 2018-Q4 | Town of Fortune | #2 - Snook's Road | Fortune | Newfoundland and Labrador | Municipal or another local authority | Municipal or another local authority | Continuous | Quarterly | Quarterly | 0 | 955.4 | 60889.5 | 92 | 68 | 25 | 43 | 45 | 25 | 20 |  |  | Approved
28545 | 2019-Q1 | Town of Fortune | #2 - Snook's Road | Fortune | Newfoundland and Labrador | Municipal or another local authority | Municipal or another local authority | Continuous | Quarterly | Quarterly | 0 | 765.6 | 91677 | 90 | 116 | 25 | 91 | 50 | 25 | 25 |  |  | Approved
28545 | 2019-Q2 | Town of Fortune | #2 - Snook's Road | Fortune | Newfoundland and Labrador | Municipal or another local authority | Municipal or another local authority | Continuous | Quarterly | Quarterly | 0 | 765.6 | 89747 | 91 | 55 | 25 | 30 | 58 | 25 | 33 |  |  | Approved
28545 | 2019-Q3 | Town of Fortune | #2 - Snook's Road | Fortune | Newfoundland and Labrador | Municipal or another local authority | Municipal or another local authority | Continuous | Quarterly | Quarterly | 0 | 765.6 | 52013 | 92 | 39 | 25 | 14 | 72 | 25 | 47 |  |  | Approved
28545 | 2019-Q4 | Town of Fortune | #2 - Snook's Road | Fortune | Newfoundland and Labrador | Municipal or another local authority | Municipal or another local authority | Continuous | Quarterly | Quarterly | 0 | 765.6 | 78781 | 92 | 46 | 25 | 21 | 49 | 25 | 24 |  |  | Approved
28545 | 2020-Q1 | Town of Fortune | #2 - Snook's Road | Fortune | Newfoundland and Labrador | Municipal or another local authority | Municipal or another local authority | Continuous | Quarterly | Quarterly | 0 | 855.4 | 95641 | 91 | 53 | 25 | 28 | 39 | 25 | 14 |  |  | Approved
28545 | 2020-Q2 | Town of Fortune | #2 - Snook's Road | Fortune | Newfoundland and Labrador | Municipal or another local authority | Municipal or another local authority | Continuous | Quarterly | Quarterly | 0 | 855.4 | 107562 | 91 | 59 | 25 | 34 | 72 | 25 | 47 |  |  | Approved
28545 | 2020-Q3 | Town of Fortune | #2 - Snook's Road | Fortune | Newfoundland and Labrador | Municipal or another local authority | Municipal or another local authority | Continuous | Quarterly | Quarterly | 0 | 855.4 | 58910 | 92 | 95 | 25 | 70 | 62 | 25 | 37 |  |  | Approved
28545 | 2020-Q4 | Town of Fortune | #2 - Snook's Road | Fortune | Newfoundland and Labrador | Municipal or another local authority | Municipal or another local authority | Continuous | Quarterly | Quarterly | 0 | 855.4 | 92381 | 92 | 44 | 25 | 19 | 61 | 25 | 36 |  |  | Approved
28545 | 2021-Q1 | Town of Fortune | #2 - Snook's Road | Fortune | Newfoundland and Labrador | Municipal or another local authority | Municipal or another local authority | Continuous | Quarterly | Quarterly | 0 | 968.6 | 98372 | 90 | 55 | 25 | 30 | 32 | 25 | 7 |  |  | Approved
28545 | 2021-Q2 | Town of Fortune | #2 - Snook's Road | Fortune | Newfoundland and Labrador | Municipal or another local authority | Municipal or another local authority | Continuous | Quarterly | Quarterly | 0 | 968.6 | 74217 | 91 | 74 | 25 | 49 | 65 | 25 | 40 |  |  | Approved
28545 | 2021-Q3 | Town of Fortune | #2 - Snook's Road | Fortune | Newfoundland and Labrador | Municipal or another local authority | Municipal or another local authority | Continuous | Quarterly | Quarterly | 0 | 968.6 | 53178 | 92 | 113 | 25 | 88 | 81 | 25 | 56 |  |  | Approved
28545 | 2021-Q4 | Town of Fortune | #2 - Snook's Road | Fortune | Newfoundland and Labrador | Municipal or another local authority | Municipal or another local authority | Continuous | Quarterly | Quarterly | 0 | 968.6 | 100565 | 92 | 115 | 25 | 90 | 122 | 25 | 97 |  |  | Approved
28545 | 2022-Q1 | Town of Fortune | #2 - Snook's Road | Fortune | Newfoundland and Labrador | Municipal or another local authority | Municipal or another local authority | Continuous | Quarterly | Quarterly | 0 | 894.1 | 164202 | 90 | 81 | 25 | 56 | 82 | 25 | 57 |  |  | Approved
28545 | 2022-Q2 | Town of Fortune | #2 - Snook's Road | Fortune | Newfoundland and Labrador | Municipal or another local authority | Municipal or another local authority | Continuous | Quarterly | Quarterly | 0 | 894.1 | 98366 | 91 | 74 | 25 | 49 | 41 | 25 | 16 |  |  | Approved
28545 | 2022-Q3 | Town of Fortune | #2 - Snook's Road | Fortune | Newfoundland and Labrador | Municipal or another local authority | Municipal or another local authority | Continuous | Quarterly | Quarterly | 0 | 894.1 | 61623 | 92 | 61 | 25 | 36 | 41 | 25 | 16 |  |  | Approved
28545 | 2022-Q4 | Town of Fortune | #2 - Snook's Road | Fortune | Newfoundland and Labrador | Municipal or another local authority | Municipal or another local authority | Continuous | Quarterly | Quarterly | 0 | 894.1 | 82047 | 92 | 107 | 25 | 82 | 51 | 25 | 26 |  |  | Approved
28545 | 2023-Q1 | Town of Fortune | #2 - Snook's Road | Fortune | Newfoundland and Labrador | Municipal or another local authority | Municipal or another local authority | Continuous | Quarterly | Quarterly | 0 | 1113 | 131307 | 90 | 61 | 25 | 36 | 50 | 25 | 25 |  |  | Approved
28545 | 2023-Q2 | Town of Fortune | #2 - Snook's Road | Fortune | Newfoundland and Labrador | Municipal or another local authority | Municipal or another local authority | Continuous | Quarterly | Quarterly | 0 | 1113 | 104991 | 91 | 45 | 25 | 20 | 32 | 25 | 7 |  |  | Approved
28545 | 2023-Q3 | Town of Fortune | #2 - Snook's Road | Fortune | Newfoundland and Labrador | Municipal or another local authority | Municipal or another local authority | Continuous | Quarterly | Quarterly | 0 | 1113 | 96749 | 92 | 80 | 25 | 55 | 35 | 25 | 10 |  |  | Approved
28545 | 2023-Q4 | Town of Fortune | #2 - Snook's Road | Fortune | Newfoundland and Labrador | Municipal or another local authority | Municipal or another local authority | Continuous | Quarterly | Quarterly | 0 | 1113 | 114316 | 92 | 64 | 25 | 39 | 34 | 25 | 9 |  |  | Approved
28545 | 2024-Q1 | Town of Fortune | #2 - Snook's Road | Fortune | Newfoundland and Labrador | Municipal or another local authority | Municipal or another local authority | Continuous | Quarterly | Quarterly | 0 | 1225.7 | 88973 | 91 | 94 | 25 | 69 | 63 | 25 | 38 |  |  | Approved
28545 | 2024-Q2 | Town of Fortune | #2 - Snook's Road | Fortune | Newfoundland and Labrador | Municipal or another local authority | Municipal or another local authority | Continuous | Quarterly | Quarterly | 0 | 1225.7 | 82343 | 91 | 40 | 25 | 15 | 59 | 25 | 34 |  |  | Approved
28545 | 2024-Q3 | Town of Fortune | #2 - Snook's Road | Fortune | Newfoundland and Labrador | Municipal or another local authority | Municipal or another local authority | Continuous | Quarterly | Quarterly | 0 | 1225.7 | 51016 | 92 | 80 | 25 | 55 | 69 | 25 | 44 |  |  | Approved
28545 | 2024-Q4 | Town of Fortune | #2 - Snook's Road | Fortune | Newfoundland and Labrador | Municipal or another local authority | Municipal or another local authority | Continuous | Quarterly | Quarterly | 0 | 1225.7 | 76031 | 92 | 50 | 25 | 25 | 38 | 25 | 13 |  |  | Approved
28564 | 2016-Q1 | Town of Placentia | Woods Outfall | Placentia | Newfoundland and Labrador | Municipal or another local authority | Municipal or another local authority | Continuous | Quarterly | Quarterly | 0 | 300 | 6326 | 24 | 12 | 25 | -13 | 18 | 25 | -7 |  |  | Approved
28564 | 2016-Q2 | Town of Placentia | Woods Outfall | Placentia | Newfoundland and Labrador | Municipal or another local authority | Municipal or another local authority | Continuous | Quarterly | Quarterly | 0 | 300 | 30042 | 91 | 172 | 25 | 147 | 101 | 25 | 76 |  |  | Approved
28564 | 2016-Q3 | Town of Placentia | Woods Outfall | Placentia | Newfoundland and Labrador | Municipal or another local authority | Municipal or another local authority | Continuous | Quarterly | Quarterly | 0 | 300 | 18231 | 92 | 35 | 25 | 10 | 67 | 25 | 42 |  |  | Approved
28564 | 2016-Q4 | Town of Placentia | Woods Outfall | Placentia | Newfoundland and Labrador | Municipal or another local authority | Municipal or another local authority | Continuous | Quarterly | Quarterly | 0 | 300 | 27657 | 92 | 12 | 25 | -13 | 47 | 25 | 22 |  |  | Approved
28564 | 2017-Q1 | Town of Placentia | Woods Outfall | Placentia | Newfoundland and Labrador | Municipal or another local authority | Municipal or another local authority | Continuous | Quarterly | Quarterly | 0 | 224.7 | 17360 | 90 | 31 | 25 | 6 | 13 | 25 | -12 |  |  | Approved
28564 | 2017-Q2 | Town of Placentia | Woods Outfall | Placentia | Newfoundland and Labrador | Municipal or another local authority | Municipal or another local authority | Continuous | Quarterly | Quarterly | 0 | 224.7 | 22568 | 91 | 23 | 25 | -2 | 52 | 25 | 27 |  |  | Approved
28564 | 2017-Q3 | Town of Placentia | Woods Outfall | Placentia | Newfoundland and Labrador | Municipal or another local authority | Municipal or another local authority | Continuous | Quarterly | Quarterly | 0 | 224.7 | 81813 | 92 | 22 | 25 | -3 | 27 | 25 | 2 |  |  | Approved
28564 | 2017-Q4 | Town of Placentia | Woods Outfall | Placentia | Newfoundland and Labrador | Municipal or another local authority | Municipal or another local authority | Continuous | Quarterly | Quarterly | 0 | 224.7 | 52847 | 92 | 37 | 25 | 12 | 34 | 25 | 9 |  |  | Approved
28564 | 2018-Q1 | Town of Placentia | Woods Outfall | Placentia | Newfoundland and Labrador | Municipal or another local authority | Municipal or another local authority | Continuous | Quarterly | Quarterly | 0 | 478.3 | 59065 | 90 | 63 | 25 | 38 | 265 | 25 | 240 |  |  | Approved
28564 | 2018-Q2 | Town of Placentia | Woods Outfall | Placentia | Newfoundland and Labrador | Municipal or another local authority | Municipal or another local authority | Continuous | Quarterly | Quarterly | 0 | 478.3 | 51668 | 91 | 86 | 25 | 61 | 80 | 25 | 55 |  |  | Approved
28564 | 2018-Q3 | Town of Placentia | Woods Outfall | Placentia | Newfoundland and Labrador | Municipal or another local authority | Municipal or another local authority | Continuous | Quarterly | Quarterly | 0 | 478.3 | 51668 | 92 | 86 | 25 | 61 | 80 | 25 | 55 |  |  | Approved
28564 | 2018-Q4 | Town of Placentia | Woods Outfall | Placentia | Newfoundland and Labrador | Municipal or another local authority | Municipal or another local authority | Continuous | Quarterly | Quarterly | 0 | 478.3 | 64100.3 | 92 | 63 | 25 | 38 | 59 | 25 | 34 |  |  | Approved
28564 | 2019-Q1 | Town of Placentia | Woods Outfall | Placentia | Newfoundland and Labrador | Municipal or another local authority | Municipal or another local authority | Continuous | Quarterly | Quarterly | 0 | 620.6 | 43616 | 90 | 39 | 25 | 14 | 32 | 25 | 7 |  |  | Approved
28564 | 2019-Q2 | Town of Placentia | Woods Outfall | Placentia | Newfoundland and Labrador | Municipal or another local authority | Municipal or another local authority | Continuous | Quarterly | Quarterly | 0 | 620.6 | 39360 | 91 | 62 | 25 | 37 | 167 | 25 | 142 |  |  | Approved
28564 | 2019-Q3 | Town of Placentia | Woods Outfall | Placentia | Newfoundland and Labrador | Municipal or another local authority | Municipal or another local authority | Continuous | Quarterly | Quarterly | 0 | 620.6 | 36250 | 92 | 59 | 25 | 34 | 83 | 25 | 58 |  |  | Approved
28564 | 2019-Q4 | Town of Placentia | Woods Outfall | Placentia | Newfoundland and Labrador | Municipal or another local authority | Municipal or another local authority | Continuous | Quarterly | Quarterly | 0 | 620.6 | 44019 | 92 | 63 | 25 | 38 | 51 | 25 | 26 |  |  | Approved
28564 | 2020-Q1 | Town of Placentia | Woods Outfall | Placentia | Newfoundland and Labrador | Municipal or another local authority | Municipal or another local authority | Continuous | Quarterly | Quarterly | 0 | 447.2 | 41405 | 91 | 76 | 25 | 51 | 56 | 25 | 31 |  |  | Approved
28564 | 2020-Q2 | Town of Placentia | Woods Outfall | Placentia | Newfoundland and Labrador | Municipal or another local authority | Municipal or another local authority | Continuous | Quarterly | Quarterly | 0 | 447.2 | 74256 | 91 | 45 | 25 | 20 | 17 | 25 | -8 |  |  | Approved
28564 | 2020-Q3 | Town of Placentia | Woods Outfall | Placentia | Newfoundland and Labrador | Municipal or another local authority | Municipal or another local authority | Continuous | Quarterly | Quarterly | 0 | 447.2 | 64796 | 92 | 98 | 25 | 73 | 102 | 25 | 77 |  |  | Approved
28564 | 2020-Q4 | Town of Placentia | Woods Outfall | Placentia | Newfoundland and Labrador | Municipal or another local authority | Municipal or another local authority | Continuous | Quarterly | Quarterly | 0 | 447.2 | 67420 | 92 | 90 | 25 | 65 | 58 | 25 | 33 |  |  | Approved
28564 | 2021-Q1 | Town of Placentia | Woods Outfall | Placentia | Newfoundland and Labrador | Municipal or another local authority | Municipal or another local authority | Continuous | Quarterly | Quarterly | 0 | 677.3 | 63841 | 90 | 38 | 25 | 13 | 15 | 25 | -10 |  |  | Approved
28564 | 2021-Q2 | Town of Placentia | Woods Outfall | Placentia | Newfoundland and Labrador | Municipal or another local authority | Municipal or another local authority | Continuous | Quarterly | Quarterly | 0 | 677.3 | 48785 | 91 | 58 | 25 | 33 | 48 | 25 | 23 |  |  | Approved
28564 | 2021-Q3 | Town of Placentia | Woods Outfall | Placentia | Newfoundland and Labrador | Municipal or another local authority | Municipal or another local authority | Continuous | Quarterly | Quarterly | 0 | 677.3 | 61644 | 92 | 96 | 25 | 71 | 39 | 25 | 14 |  |  | Approved
28564 | 2021-Q4 | Town of Placentia | Woods Outfall | Placentia | Newfoundland and Labrador | Municipal or another local authority | Municipal or another local authority | Continuous | Quarterly | Quarterly | 0 | 677.3 | 76757 | 92 | 104 | 25 | 79 | 123 | 25 | 98 |  |  | Approved
28564 | 2022-Q1 | Town of Placentia | Woods Outfall | Placentia | Newfoundland and Labrador | Municipal or another local authority | Municipal or another local authority | Continuous | Quarterly | Quarterly | 0 | 687.7 | 114374 | 90 | 38 | 25 | 13 | 20 | 25 | -5 |  |  | Approved
28564 | 2022-Q2 | Town of Placentia | Woods Outfall | Placentia | Newfoundland and Labrador | Municipal or another local authority | Municipal or another local authority | Continuous | Quarterly | Quarterly | 0 | 687.7 | 100504 | 91 | 104 | 25 | 79 | 42 | 25 | 17 |  |  | Approved
28564 | 2022-Q3 | Town of Placentia | Woods Outfall | Placentia | Newfoundland and Labrador | Municipal or another local authority | Municipal or another local authority | Continuous | Quarterly | Quarterly | 0 | 687.7 | 85088 | 92 | 37 | 25 | 12 | 19 | 25 | -6 |  |  | Approved
28564 | 2022-Q4 | Town of Placentia | Woods Outfall | Placentia | Newfoundland and Labrador | Municipal or another local authority | Municipal or another local authority | Continuous | Quarterly | Quarterly | 0 | 687.7 | 100560 | 92 | 90 | 25 | 65 | 54 | 25 | 29 |  |  | Approved
28564 | 2023-Q1 | Town of Placentia | Woods Outfall | Placentia | Newfoundland and Labrador | Municipal or another local authority | Municipal or another local authority | Continuous | Quarterly | Quarterly | 0 | 1097.3 | 111159 | 90 | 21 | 25 | -4 | 9 | 25 | -16 |  |  | Approved
28564 | 2023-Q2 | Town of Placentia | Woods Outfall | Placentia | Newfoundland and Labrador | Municipal or another local authority | Municipal or another local authority | Continuous | Quarterly | Quarterly | 0 | 1097.3 | 72608 | 91 | 45 | 25 | 20 | 37 | 25 | 12 |  |  | Approved
28564 | 2023-Q3 | Town of Placentia | Woods Outfall | Placentia | Newfoundland and Labrador | Municipal or another local authority | Municipal or another local authority | Continuous | Quarterly | Quarterly | 0 | 1097.3 | 63507 | 92 | 41 | 25 | 16 | 112 | 25 | 87 |  |  | Approved
28564 | 2023-Q4 | Town of Placentia | Woods Outfall | Placentia | Newfoundland and Labrador | Municipal or another local authority | Municipal or another local authority | Continuous | Quarterly | Quarterly | 0 | 1097.3 | 73340 | 92 | 88 | 25 | 63 | 140 | 25 | 115 |  |  | Approved
28564 | 2024-Q1 | Town of Placentia | Woods Outfall | Placentia | Newfoundland and Labrador | Municipal or another local authority | Municipal or another local authority | Continuous | Quarterly | Quarterly | 0 | 878.4 | 88920 | 91 | 40 | 25 | 15 | 42 | 25 | 17 |  |  | Approved
28564 | 2024-Q2 | Town of Placentia | Woods Outfall | Placentia | Newfoundland and Labrador | Municipal or another local authority | Municipal or another local authority | Continuous | Quarterly | Quarterly | 0 | 878.4 | 71785 | 91 | 32 | 25 | 7 | 33 | 25 | 8 |  |  | Approved
28564 | 2024-Q3 | Town of Placentia | Woods Outfall | Placentia | Newfoundland and Labrador | Municipal or another local authority | Municipal or another local authority | Continuous | Quarterly | Quarterly | 0 | 878.4 | 67879 | 92 | 22 | 25 | -3 | 13 | 25 | -12 |  |  | Approved
28564 | 2024-Q4 | Town of Placentia | Woods Outfall | Placentia | Newfoundland and Labrador | Municipal or another local authority | Municipal or another local authority | Continuous | Quarterly | Quarterly | 0 | 878.4 | 103884 | 92 | 40 | 25 | 15 | 66 | 25 | 41 |  |  | Approved
28565 | 2016-Q1 | Town of Placentia | St Edwards Outfall | Placentia | Newfoundland and Labrador | Municipal or another local authority | Municipal or another local authority | Continuous | Quarterly | Quarterly | 0 | 300 | 30001 | 24 | 10 | 25 | -15 | 13 | 25 | -12 |  |  | Approved
28565 | 2016-Q2 | Town of Placentia | St Edwards Outfall | Placentia | Newfoundland and Labrador | Municipal or another local authority | Municipal or another local authority | Continuous | Quarterly | Quarterly | 0 | 300 | 117517 | 91 | 302 | 25 | 277 | 114 | 25 | 89 |  |  | Approved
28565 | 2016-Q3 | Town of Placentia | St Edwards Outfall | Placentia | Newfoundland and Labrador | Municipal or another local authority | Municipal or another local authority | Continuous | Quarterly | Quarterly | 0 | 300 | 117652 | 92 | 50 | 25 | 25 | 66 | 25 | 41 |  |  | Approved
28565 | 2016-Q4 | Town of Placentia | St Edwards Outfall | Placentia | Newfoundland and Labrador | Municipal or another local authority | Municipal or another local authority | Continuous | Quarterly | Quarterly | 0 | 300 | 195331 | 92 | 11 | 25 | -14 | 34 | 25 | 9 |  |  | Approved
28565 | 2017-Q1 | Town of Placentia | St Edwards Outfall | Placentia | Newfoundland and Labrador | Municipal or another local authority | Municipal or another local authority | Continuous | Quarterly | Quarterly | 0 | 1258.2 | 170670 | 90 | 24 | 25 | -1 | 17 | 25 | -8 |  |  | Approved
28565 | 2017-Q2 | Town of Placentia | St Edwards Outfall | Placentia | Newfoundland and Labrador | Municipal or another local authority | Municipal or another local authority | Continuous | Quarterly | Quarterly | 0 | 1258.2 | 113191 | 91 | 26 | 25 | 1 | 46 | 25 | 21 |  |  | Approved
28565 | 2017-Q3 | Town of Placentia | St Edwards Outfall | Placentia | Newfoundland and Labrador | Municipal or another local authority | Municipal or another local authority | Continuous | Quarterly | Quarterly | 0 | 1258.2 | 126556 | 92 | 22 | 25 | -3 | 113 | 25 | 88 |  |  | Approved
28565 | 2017-Q4 | Town of Placentia | St Edwards Outfall | Placentia | Newfoundland and Labrador | Municipal or another local authority | Municipal or another local authority | Continuous | Quarterly | Quarterly | 0 | 1258.2 | 159807 | 92 | 31 | 25 | 6 | 25 | 25 | 0 |  |  | Approved
28565 | 2018-Q1 | Town of Placentia | St Edwards Outfall | Placentia | Newfoundland and Labrador | Municipal or another local authority | Municipal or another local authority | Continuous | Quarterly | Quarterly | 0 | 1562.3 | 142207 | 90 | 54 | 25 | 29 | 61 | 25 | 36 |  |  | Approved
28565 | 2018-Q2 | Town of Placentia | St Edwards Outfall | Placentia | Newfoundland and Labrador | Municipal or another local authority | Municipal or another local authority | Continuous | Quarterly | Quarterly | 0 | 1562.3 | 117289 | 91 | 43 | 25 | 18 | 45 | 25 | 20 |  |  | Approved
28565 | 2018-Q3 | Town of Placentia | St Edwards Outfall | Placentia | Newfoundland and Labrador | Municipal or another local authority | Municipal or another local authority | Continuous | Quarterly | Quarterly | 0 | 1562.3 | 117289 | 92 | 43 | 25 | 18 | 45 | 25 | 20 |  |  | Approved
28565 | 2018-Q4 | Town of Placentia | St Edwards Outfall | Placentia | Newfoundland and Labrador | Municipal or another local authority | Municipal or another local authority | Continuous | Quarterly | Quarterly | 0 | 1562.3 | 164185.6 | 92 | 52 | 25 | 27 | 62 | 25 | 37 |  |  | Approved
28565 | 2019-Q1 | Town of Placentia | St Edwards Outfall | Placentia | Newfoundland and Labrador | Municipal or another local authority | Municipal or another local authority | Continuous | Quarterly | Quarterly | 0 | 1482.1 | 120374 | 90 | 74 | 25 | 49 | 122 | 25 | 97 |  |  | Approved
28565 | 2019-Q2 | Town of Placentia | St Edwards Outfall | Placentia | Newfoundland and Labrador | Municipal or another local authority | Municipal or another local authority | Continuous | Quarterly | Quarterly | 0 | 1482.1 | 84758 | 91 | 143 | 25 | 118 | 114 | 25 | 89 |  |  | Approved
28565 | 2019-Q3 | Town of Placentia | St Edwards Outfall | Placentia | Newfoundland and Labrador | Municipal or another local authority | Municipal or another local authority | Continuous | Quarterly | Quarterly | 0 | 1482.1 | 78123 | 92 | 79 | 25 | 54 | 72 | 25 | 47 |  |  | Approved
28565 | 2019-Q4 | Town of Placentia | St Edwards Outfall | Placentia | Newfoundland and Labrador | Municipal or another local authority | Municipal or another local authority | Continuous | Quarterly | Quarterly | 0 | 1482.1 | 131516 | 92 | 92 | 25 | 67 | 91 | 25 | 66 |  |  | Approved
28565 | 2020-Q1 | Town of Placentia | St Edwards Outfall | Placentia | Newfoundland and Labrador | Municipal or another local authority | Municipal or another local authority | Continuous | Quarterly | Quarterly | 0 | 1136.4 | 126672 | 91 | 69 | 25 | 44 | 113 | 25 | 88 |  |  | Approved
28565 | 2020-Q2 | Town of Placentia | St Edwards Outfall | Placentia | Newfoundland and Labrador | Municipal or another local authority | Municipal or another local authority | Continuous | Quarterly | Quarterly | 0 | 1136.4 | 103922 | 91 | 50 | 25 | 25 | 79 | 25 | 54 |  |  | Approved
28565 | 2020-Q3 | Town of Placentia | St Edwards Outfall | Placentia | Newfoundland and Labrador | Municipal or another local authority | Municipal or another local authority | Continuous | Quarterly | Quarterly | 0 | 1136.4 | 99938 | 92 | 84 | 25 | 59 | 60 | 25 | 35 |  |  | Approved
28565 | 2020-Q4 | Town of Placentia | St Edwards Outfall | Placentia | Newfoundland and Labrador | Municipal or another local authority | Municipal or another local authority | Continuous | Quarterly | Quarterly | 0 | 1136.4 | 154364 | 92 | 127 | 25 | 102 | 68 | 25 | 43 |  |  | Approved
28565 | 2021-Q1 | Town of Placentia | St Edwards Outfall | Placentia | Newfoundland and Labrador | Municipal or another local authority | Municipal or another local authority | Continuous | Quarterly | Quarterly | 0 | 1324.9 | 130322 | 90 | 110 | 25 | 85 | 81 | 25 | 56 |  |  | Approved
28565 | 2021-Q2 | Town of Placentia | St Edwards Outfall | Placentia | Newfoundland and Labrador | Municipal or another local authority | Municipal or another local authority | Continuous | Quarterly | Quarterly | 0 | 1324.9 | 138797 | 91 | 115 | 25 | 90 | 81 | 25 | 56 |  |  | Approved
28565 | 2021-Q3 | Town of Placentia | St Edwards Outfall | Placentia | Newfoundland and Labrador | Municipal or another local authority | Municipal or another local authority | Continuous | Quarterly | Quarterly | 0 | 1324.9 | 128082 | 92 | 151 | 25 | 126 | 96 | 25 | 71 |  |  | Approved
28565 | 2021-Q4 | Town of Placentia | St Edwards Outfall | Placentia | Newfoundland and Labrador | Municipal or another local authority | Municipal or another local authority | Continuous | Quarterly | Quarterly | 0 | 1324.9 | 203418 | 92 | 87 | 25 | 62 | 61 | 25 | 36 |  |  | Approved
28565 | 2022-Q1 | Town of Placentia | St Edwards Outfall | Placentia | Newfoundland and Labrador | Municipal or another local authority | Municipal or another local authority | Continuous | Quarterly | Quarterly | 0 | 1645.5 | 236367 | 90 | 98 | 25 | 73 | 49 | 25 | 24 |  |  | Approved
28565 | 2022-Q2 | Town of Placentia | St Edwards Outfall | Placentia | Newfoundland and Labrador | Municipal or another local authority | Municipal or another local authority | Continuous | Quarterly | Quarterly | 0 | 1645.5 | 187348 | 91 | 129 | 25 | 104 | 168 | 25 | 143 |  |  | Approved
28565 | 2022-Q3 | Town of Placentia | St Edwards Outfall | Placentia | Newfoundland and Labrador | Municipal or another local authority | Municipal or another local authority | Continuous | Quarterly | Quarterly | 0 | 1645.5 | 165475 | 92 | 67 | 25 | 42 | 71 | 25 | 46 |  |  | Approved
28565 | 2022-Q4 | Town of Placentia | St Edwards Outfall | Placentia | Newfoundland and Labrador | Municipal or another local authority | Municipal or another local authority | Continuous | Quarterly | Quarterly | 0 | 1645.5 | 115069 | 92 | 61 | 25 | 36 | 47 | 25 | 22 |  |  | Approved
28565 | 2023-Q1 | Town of Placentia | St Edwards Outfall | Placentia | Newfoundland and Labrador | Municipal or another local authority | Municipal or another local authority | Continuous | Quarterly | Quarterly | 0 | 1929.5 | 149483 | 90 | 82 | 25 | 57 | 67 | 25 | 42 |  |  | Approved
28565 | 2023-Q2 | Town of Placentia | St Edwards Outfall | Placentia | Newfoundland and Labrador | Municipal or another local authority | Municipal or another local authority | Continuous | Quarterly | Quarterly | 0 | 1929.5 | 90099 | 91 | 66 | 25 | 41 | 94 | 25 | 69 |  |  | Approved
28565 | 2023-Q3 | Town of Placentia | St Edwards Outfall | Placentia | Newfoundland and Labrador | Municipal or another local authority | Municipal or another local authority | Continuous | Quarterly | Quarterly | 0 | 1929.5 | 81208 | 92 | 64 | 25 | 39 | 110 | 25 | 85 |  |  | Approved
28565 | 2023-Q4 | Town of Placentia | St Edwards Outfall | Placentia | Newfoundland and Labrador | Municipal or another local authority | Municipal or another local authority | Continuous | Quarterly | Quarterly | 0 | 1929.5 | 136454 | 92 | 52 | 25 | 27 | 47 | 25 | 22 |  |  | Approved
28565 | 2024-Q1 | Town of Placentia | St Edwards Outfall | Placentia | Newfoundland and Labrador | Municipal or another local authority | Municipal or another local authority | Continuous | Quarterly | Quarterly | 0 | 1252.7 | 146373 | 91 | 92 | 25 | 67 | 59 | 25 | 34 |  |  | Approved
28565 | 2024-Q2 | Town of Placentia | St Edwards Outfall | Placentia | Newfoundland and Labrador | Municipal or another local authority | Municipal or another local authority | Continuous | Quarterly | Quarterly | 0 | 1252.7 | 77745 | 91 | 65 | 25 | 40 | 72 | 25 | 47 |  |  | Approved
28565 | 2024-Q3 | Town of Placentia | St Edwards Outfall | Placentia | Newfoundland and Labrador | Municipal or another local authority | Municipal or another local authority | Continuous | Quarterly | Quarterly | 0 | 1252.7 | 73634 | 92 | 64 | 25 | 39 | 37 | 25 | 12 |  |  | Approved
28565 | 2024-Q4 | Town of Placentia | St Edwards Outfall | Placentia | Newfoundland and Labrador | Municipal or another local authority | Municipal or another local authority | Continuous | Quarterly | Quarterly | 0 | 1252.7 | 138591 | 92 | 49 | 25 | 24 | 59 | 25 | 34 |  |  | Approved
28570 | 2016-Q1 | Town of Buchans | Buchans Outfall | Buchans | Newfoundland and Labrador | Municipal or another local authority | Municipal or another local authority | Continuous | Quarterly | Quarterly | 0 | 500 | 68666 | 91 | 59 | 25 | 34 | 41 | 25 | 16 |  |  | Approved
28570 | 2016-Q2 | Town of Buchans | Buchans Outfall | Buchans | Newfoundland and Labrador | Municipal or another local authority | Municipal or another local authority | Continuous | Quarterly | Quarterly | 0 | 500 | 49300 | 91 | 42 | 25 | 17 | 31 | 25 | 6 |  |  | Approved
28570 | 2016-Q3 | Town of Buchans | Buchans Outfall | Buchans | Newfoundland and Labrador | Municipal or another local authority | Municipal or another local authority | Continuous | Quarterly | Quarterly | 0 | 500 | 5322 | 92 | 15 | 25 | -10 | 43 | 25 | 18 |  |  | Approved
28570 | 2016-Q4 | Town of Buchans | Buchans Outfall | Buchans | Newfoundland and Labrador | Municipal or another local authority | Municipal or another local authority | Continuous | Quarterly | Quarterly | 0 | 500 | 23764 | 92 | 37 | 25 | 12 | 15 | 25 | -10 |  |  | Approved
28570 | 2017-Q1 | Town of Buchans | Buchans Outfall | Buchans | Newfoundland and Labrador | Municipal or another local authority | Municipal or another local authority | Continuous | Quarterly | Quarterly | 0 | 401.8 | 26280 | 90 | 30 | 25 | 5 | 24 | 25 | -1 |  |  | Approved
28570 | 2017-Q2 | Town of Buchans | Buchans Outfall | Buchans | Newfoundland and Labrador | Municipal or another local authority | Municipal or another local authority | Continuous | Quarterly | Quarterly | 0 | 401.8 | 86355 | 91 | 36 | 25 | 11 | 31 | 25 | 6 |  |  | Approved
28570 | 2017-Q3 | Town of Buchans | Buchans Outfall | Buchans | Newfoundland and Labrador | Municipal or another local authority | Municipal or another local authority | Continuous | Quarterly | Quarterly | 0 | 401.8 | 20186 | 92 | 38 | 25 | 13 | 68 | 25 | 43 |  |  | Approved
28570 | 2017-Q4 | Town of Buchans | Buchans Outfall | Buchans | Newfoundland and Labrador | Municipal or another local authority | Municipal or another local authority | Continuous | Quarterly | Quarterly | 0 | 401.8 | 22423 | 92 | 27 | 25 | 2 | 28 | 25 | 3 |  |  | Approved
28570 | 2018-Q1 | Town of Buchans | Buchans Outfall | Buchans | Newfoundland and Labrador | Municipal or another local authority | Municipal or another local authority | Continuous | Quarterly | Quarterly | 0 | 425.3 | 30870 | 90 | 31 | 25 | 6 | 26 | 25 | 1 |  |  | Approved
28570 | 2018-Q2 | Town of Buchans | Buchans Outfall | Buchans | Newfoundland and Labrador | Municipal or another local authority | Municipal or another local authority | Continuous | Quarterly | Quarterly | 0 | 425.3 | 39585 | 91 | 73 | 25 | 48 | 229 | 25 | 204 |  |  | Approved
28570 | 2018-Q3 | Town of Buchans | Buchans Outfall | Buchans | Newfoundland and Labrador | Municipal or another local authority | Municipal or another local authority | Continuous | Quarterly | Quarterly | 0 | 425.3 | 39585 | 92 | 94 | 25 | 69 | 95 | 25 | 70 |  |  | Approved
28570 | 2018-Q4 | Town of Buchans | Buchans Outfall | Buchans | Newfoundland and Labrador | Municipal or another local authority | Municipal or another local authority | Continuous | Quarterly | Quarterly | 0 | 425.3 | 47383 | 92 | 114 | 25 | 89 | 110 | 25 | 85 |  |  | Approved
28570 | 2019-Q1 | Town of Buchans | Buchans Outfall | Buchans | Newfoundland and Labrador | Municipal or another local authority | Municipal or another local authority | Continuous | Quarterly | Quarterly | 0 | 431.3 | 59101 | 90 | 158 | 25 | 133 | 166 | 25 | 141 |  |  | Approved
28570 | 2019-Q2 | Town of Buchans | Buchans Outfall | Buchans | Newfoundland and Labrador | Municipal or another local authority | Municipal or another local authority | Continuous | Quarterly | Quarterly | 0 | 431.3 | 57975 | 91 | 61 | 25 | 36 | 47 | 25 | 22 |  |  | Approved
28570 | 2019-Q3 | Town of Buchans | Buchans Outfall | Buchans | Newfoundland and Labrador | Municipal or another local authority | Municipal or another local authority | Continuous | Quarterly | Quarterly | 0 | 431.3 | 14744 | 92 | 108 | 25 | 83 | 73 | 25 | 48 |  |  | Approved
28570 | 2019-Q4 | Town of Buchans | Buchans Outfall | Buchans | Newfoundland and Labrador | Municipal or another local authority | Municipal or another local authority | Continuous | Quarterly | Quarterly | 0 | 431.3 | 30189 | 92 | 75 | 25 | 50 | 89 | 25 | 64 |  |  | Approved
28570 | 2020-Q1 | Town of Buchans | Buchans Outfall | Buchans | Newfoundland and Labrador | Municipal or another local authority | Municipal or another local authority | Continuous | Quarterly | Quarterly | 0 | 443.9 | 43498 | 91 | 41 | 25 | 16 | 37 | 25 | 12 |  |  | Approved
28741 | 2016-Q2 | Roddickton-Bide Arm | Roddickton Outfall | Roddickton Bide-Arm | Newfoundland and Labrador | Municipal or another local authority | Municipal or another local authority | Continuous | Quarterly | Quarterly | 0 | 400 | 84175 | 91 | 52 | 25 | 27 | 44 | 25 | 19 |  |  | Approved
28741 | 2016-Q3 | Roddickton-Bide Arm | Roddickton Outfall | Roddickton Bide-Arm | Newfoundland and Labrador | Municipal or another local authority | Municipal or another local authority | Continuous | Quarterly | Quarterly | 0 | 400 | 86924 | 92 | 12 | 25 | -13 | 27 | 25 | 2 |  |  | Approved
28741 | 2016-Q4 | Roddickton-Bide Arm | Roddickton Outfall | Roddickton Bide-Arm | Newfoundland and Labrador | Municipal or another local authority | Municipal or another local authority | Continuous | Quarterly | Quarterly | 0 | 400 | 41170 | 92 | 23 | 25 | -2 | 20 | 25 | -5 |  |  | Approved
28741 | 2017-Q1 | Roddickton-Bide Arm | Roddickton Outfall | Roddickton Bide-Arm | Newfoundland and Labrador | Municipal or another local authority | Municipal or another local authority | Continuous | Quarterly | Quarterly | 0 | 400 | 12491 | 90 | 12 | 25 | -13 | 22 | 25 | -3 |  |  | Approved
28741 | 2017-Q2 | Roddickton-Bide Arm | Roddickton Outfall | Roddickton Bide-Arm | Newfoundland and Labrador | Municipal or another local authority | Municipal or another local authority | Continuous | Quarterly | Quarterly | 0 | 400 | 77120 | 91 | 31 | 25 | 6 | 41 | 25 | 16 |  |  | Approved
28741 | 2017-Q3 | Roddickton-Bide Arm | Roddickton Outfall | Roddickton Bide-Arm | Newfoundland and Labrador | Municipal or another local authority | Municipal or another local authority | Continuous | Quarterly | Quarterly | 0 | 400 | 14756 | 92 | 38 | 25 | 13 | 51 | 25 | 26 |  |  | Approved
28741 | 2017-Q4 | Roddickton-Bide Arm | Roddickton Outfall | Roddickton Bide-Arm | Newfoundland and Labrador | Municipal or another local authority | Municipal or another local authority | Continuous | Quarterly | Quarterly | 0 | 400 | 23233 | 92 | 45 | 25 | 20 | 37 | 25 | 12 |  |  | Approved
28741 | 2018-Q1 | Roddickton-Bide Arm | Roddickton Outfall | Roddickton Bide-Arm | Newfoundland and Labrador | Municipal or another local authority | Municipal or another local authority | Continuous | Quarterly | Quarterly | 0 | 349.6 | 11160 | 90 | 56 | 25 | 31 | 49 | 25 | 24 |  |  | Approved
28741 | 2018-Q2 | Roddickton-Bide Arm | Roddickton Outfall | Roddickton Bide-Arm | Newfoundland and Labrador | Municipal or another local authority | Municipal or another local authority | Continuous | Quarterly | Quarterly | 0 | 349.6 | 18739 | 91 | 33 | 25 | 8 | 44 | 25 | 19 |  |  | Approved
28741 | 2018-Q3 | Roddickton-Bide Arm | Roddickton Outfall | Roddickton Bide-Arm | Newfoundland and Labrador | Municipal or another local authority | Municipal or another local authority | Continuous | Quarterly | Quarterly | 0 | 349.6 | 18739 | 92 | 33 | 25 | 8 | 44 | 25 | 19 |  |  | Approved
28741 | 2018-Q4 | Roddickton-Bide Arm | Roddickton Outfall | Roddickton Bide-Arm | Newfoundland and Labrador | Municipal or another local authority | Municipal or another local authority | Continuous | Quarterly | Quarterly | 0 | 349.6 | 16968.6 | 92 | 12 | 25 | -13 | 14 | 25 | -11 |  |  | Approved
28741 | 2019-Q1 | Roddickton-Bide Arm | Roddickton Outfall | Roddickton Bide-Arm | Newfoundland and Labrador | Municipal or another local authority | Municipal or another local authority | Continuous | Quarterly | Quarterly | 0 | 179.7 | 12961 | 90 | 23 | 25 | -2 | 24 | 25 | -1 |  |  | Approved
28741 | 2019-Q2 | Roddickton-Bide Arm | Roddickton Outfall | Roddickton Bide-Arm | Newfoundland and Labrador | Municipal or another local authority | Municipal or another local authority | Continuous | Quarterly | Quarterly | 0 | 179.7 | 24699 | 91 | 6 | 25 | -19 | 8 | 25 | -17 |  |  | Approved
28741 | 2019-Q3 | Roddickton-Bide Arm | Roddickton Outfall | Roddickton Bide-Arm | Newfoundland and Labrador | Municipal or another local authority | Municipal or another local authority | Continuous | Quarterly | Quarterly | 0 | 179.7 | 5238 | 92 | 150 | 25 | 125 | 81 | 25 | 56 |  |  | Approved
28741 | 2019-Q4 | Roddickton-Bide Arm | Roddickton Outfall | Roddickton Bide-Arm | Newfoundland and Labrador | Municipal or another local authority | Municipal or another local authority | Continuous | Quarterly | Quarterly | 0 | 179.7 | 8648 | 92 | 23 | 25 | -2 | 31 | 25 | 6 |  |  | Approved
28741 | 2020-Q1 | Roddickton-Bide Arm | Roddickton Outfall | Roddickton Bide-Arm | Newfoundland and Labrador | Municipal or another local authority | Municipal or another local authority | Continuous | Quarterly | Quarterly | 0 | 141.2 | 4186 | 91 | 77 | 25 | 52 | 152 | 25 | 127 |  |  | Approved
28741 | 2020-Q2 | Roddickton-Bide Arm | Roddickton Outfall | Roddickton Bide-Arm | Newfoundland and Labrador | Municipal or another local authority | Municipal or another local authority | Continuous | Quarterly | Quarterly | 0 | 141.2 | 13032 | 91 | 27 | 25 | 2 | 38 | 25 | 13 |  |  | Approved
28741 | 2020-Q3 | Roddickton-Bide Arm | Roddickton Outfall | Roddickton Bide-Arm | Newfoundland and Labrador | Municipal or another local authority | Municipal or another local authority | Continuous | Quarterly | Quarterly | 0 | 141.2 | 3683 | 92 | 29 | 25 | 4 | 21 | 25 | -4 |  |  | Approved
28741 | 2020-Q4 | Roddickton-Bide Arm | Roddickton Outfall | Roddickton Bide-Arm | Newfoundland and Labrador | Municipal or another local authority | Municipal or another local authority | Continuous | Quarterly | Quarterly | 0 | 141.2 | 11471 | 92 | 60 | 25 | 35 | 56 | 25 | 31 |  |  | Approved
28741 | 2021-Q1 | Roddickton-Bide Arm | Roddickton Outfall | Roddickton Bide-Arm | Newfoundland and Labrador | Municipal or another local authority | Municipal or another local authority | Continuous | Quarterly | Quarterly | 0 | 88.4 | 12861 | 90 | 17 | 25 | -8 | 31 | 25 | 6 |  |  | Approved
28741 | 2021-Q2 | Roddickton-Bide Arm | Roddickton Outfall | Roddickton Bide-Arm | Newfoundland and Labrador | Municipal or another local authority | Municipal or another local authority | Continuous | Quarterly | Quarterly | 0 | 88.4 | 8640 | 91 | 18 | 25 | -7 | 15 | 25 | -10 |  |  | Approved
28741 | 2021-Q3 | Roddickton-Bide Arm | Roddickton Outfall | Roddickton Bide-Arm | Newfoundland and Labrador | Municipal or another local authority | Municipal or another local authority | Continuous | Quarterly | Quarterly | 0 | 88.4 | 5835 | 92 | 116 | 25 | 91 | 83 | 25 | 58 |  |  | Approved
28741 | 2021-Q4 | Roddickton-Bide Arm | Roddickton Outfall | Roddickton Bide-Arm | Newfoundland and Labrador | Municipal or another local authority | Municipal or another local authority | Continuous | Quarterly | Quarterly | 0 | 88.4 | 9940 | 92 | 24 | 25 | -1 | 14 | 25 | -11 |  |  | Approved
28741 | 2022-Q1 | Roddickton-Bide Arm | Roddickton Outfall | Roddickton Bide-Arm | Newfoundland and Labrador | Municipal or another local authority | Municipal or another local authority | Continuous | Quarterly | Quarterly | 0 | 102.1 | 6259 | 90 | 43 | 25 | 18 | 53 | 25 | 28 |  |  | Approved
28741 | 2022-Q2 | Roddickton-Bide Arm | Roddickton Outfall | Roddickton Bide-Arm | Newfoundland and Labrador | Municipal or another local authority | Municipal or another local authority | Continuous | Quarterly | Quarterly | 0 | 102.1 | 15868 | 91 | 20 | 25 | -5 | 14 | 25 | -11 |  |  | Approved
28741 | 2022-Q3 | Roddickton-Bide Arm | Roddickton Outfall | Roddickton Bide-Arm | Newfoundland and Labrador | Municipal or another local authority | Municipal or another local authority | Continuous | Quarterly | Quarterly | 0 | 102.1 | 4314 | 92 | 105 | 25 | 80 | 270 | 25 | 245 |  |  | Approved
28741 | 2022-Q4 | Roddickton-Bide Arm | Roddickton Outfall | Roddickton Bide-Arm | Newfoundland and Labrador | Municipal or another local authority | Municipal or another local authority | Continuous | Quarterly | Quarterly | 0 | 102.1 | 4045 | 92 | 160 | 25 | 135 | 681 | 25 | 656 |  |  | Approved
28741 | 2023-Q1 | Roddickton-Bide Arm | Roddickton Outfall | Roddickton Bide-Arm | Newfoundland and Labrador | Municipal or another local authority | Municipal or another local authority | Continuous | Quarterly | Quarterly | 0 | 83.5 | 2808 | 90 | 106 | 25 | 81 | 207 | 25 | 182 |  |  | Approved
28741 | 2023-Q2 | Roddickton-Bide Arm | Roddickton Outfall | Roddickton Bide-Arm | Newfoundland and Labrador | Municipal or another local authority | Municipal or another local authority | Continuous | Quarterly | Quarterly | 0 | 83.5 | 16873 | 91 | 93 | 25 | 68 | 91 | 25 | 66 |  |  | Approved
28741 | 2023-Q3 | Roddickton-Bide Arm | Roddickton Outfall | Roddickton Bide-Arm | Newfoundland and Labrador | Municipal or another local authority | Municipal or another local authority | Continuous | Quarterly | Quarterly | 0 | 83.5 | 4524 | 92 | 134 | 25 | 109 | 98 | 25 | 73 |  |  | Approved
28741 | 2023-Q4 | Roddickton-Bide Arm | Roddickton Outfall | Roddickton Bide-Arm | Newfoundland and Labrador | Municipal or another local authority | Municipal or another local authority | Continuous | Quarterly | Quarterly | 0 | 83.5 | 6193 | 92 | 30 | 25 | 5 | 62 | 25 | 37 |  |  | Approved
28741 | 2024-Q1 | Roddickton-Bide Arm | Roddickton Outfall | Roddickton Bide-Arm | Newfoundland and Labrador | Municipal or another local authority | Municipal or another local authority | Continuous | Quarterly | Quarterly | 0 | 83.3 | 6241 | 91 | 108 | 25 | 83 | 42 | 25 | 17 |  |  | Approved
28741 | 2024-Q2 | Roddickton-Bide Arm | Roddickton Outfall | Roddickton Bide-Arm | Newfoundland and Labrador | Municipal or another local authority | Municipal or another local authority | Continuous | Quarterly | Quarterly | 0 | 83.3 | 12733 | 91 | 77 | 25 | 52 | 152 | 25 | 127 |  |  | Approved
28741 | 2024-Q3 | Roddickton-Bide Arm | Roddickton Outfall | Roddickton Bide-Arm | Newfoundland and Labrador | Municipal or another local authority | Municipal or another local authority | Continuous | Quarterly | Quarterly | 0 | 83.3 | 6150 | 92 | 108 | 25 | 83 | 376 | 25 | 351 |  |  | Approved
28741 | 2024-Q4 | Roddickton-Bide Arm | Roddickton Outfall | Roddickton Bide-Arm | Newfoundland and Labrador | Municipal or another local authority | Municipal or another local authority | Continuous | Quarterly | Quarterly | 0 | 83.3 | 10861 | 92 | 145 | 25 | 120 | 444 | 25 | 419 |  |  | Approved
28742 | 2016-Q2 | Hawkes Bay | Hawkes Bay Outfall | Hawkes Bay | Newfoundland and Labrador | Municipal or another local authority | Municipal or another local authority | Continuous | Quarterly | Quarterly | 0 | 400 | 44579 | 91 | 45 | 25 | 20 | 48 | 25 | 23 |  |  | Approved
28742 | 2016-Q3 | Hawkes Bay | Hawkes Bay Outfall | Hawkes Bay | Newfoundland and Labrador | Municipal or another local authority | Municipal or another local authority | Continuous | Quarterly | Quarterly | 0 | 400 | 49244 | 92 | 4 | 25 | -21 | 19 | 25 | -6 |  |  | Approved
28742 | 2016-Q4 | Hawkes Bay | Hawkes Bay Outfall | Hawkes Bay | Newfoundland and Labrador | Municipal or another local authority | Municipal or another local authority | Continuous | Quarterly | Quarterly | 0 | 400 | 54972 | 92 | 21 | 25 | -4 | 19 | 25 | -6 |  |  | Approved
28742 | 2017-Q1 | Hawkes Bay | Hawkes Bay Outfall | Hawkes Bay | Newfoundland and Labrador | Municipal or another local authority | Municipal or another local authority | Continuous | Quarterly | Quarterly | 0 | 400 | 52579 | 90 | 19 | 25 | -6 | 19 | 25 | -6 |  |  | Approved
28742 | 2017-Q2 | Hawkes Bay | Hawkes Bay Outfall | Hawkes Bay | Newfoundland and Labrador | Municipal or another local authority | Municipal or another local authority | Continuous | Quarterly | Quarterly | 0 | 400 | 130803 | 91 | 47 | 25 | 22 | 49 | 25 | 24 |  |  | Approved
28742 | 2017-Q3 | Hawkes Bay | Hawkes Bay Outfall | Hawkes Bay | Newfoundland and Labrador | Municipal or another local authority | Municipal or another local authority | Continuous | Quarterly | Quarterly | 0 | 400 | 53333 | 92 | 27 | 25 | 2 | 57 | 25 | 32 |  |  | Approved
28742 | 2017-Q4 | Hawkes Bay | Hawkes Bay Outfall | Hawkes Bay | Newfoundland and Labrador | Municipal or another local authority | Municipal or another local authority | Continuous | Quarterly | Quarterly | 0 | 400 | 82432 | 92 | 28 | 25 | 3 | 29 | 25 | 4 |  |  | Approved
28742 | 2018-Q1 | Hawkes Bay | Hawkes Bay Outfall | Hawkes Bay | Newfoundland and Labrador | Municipal or another local authority | Municipal or another local authority | Continuous | Quarterly | Quarterly | 0 | 874.4 | 82873 | 90 | 65 | 25 | 40 | 280 | 25 | 255 |  |  | Approved
28742 | 2018-Q2 | Hawkes Bay | Hawkes Bay Outfall | Hawkes Bay | Newfoundland and Labrador | Municipal or another local authority | Municipal or another local authority | Continuous | Quarterly | Quarterly | 0 | 874.4 | 106881 | 91 | 62 | 25 | 37 | 52 | 25 | 27 |  |  | Approved
28742 | 2018-Q3 | Hawkes Bay | Hawkes Bay Outfall | Hawkes Bay | Newfoundland and Labrador | Municipal or another local authority | Municipal or another local authority | Continuous | Quarterly | Quarterly | 0 | 874.4 | 63495 | 92 | 87 | 25 | 62 | 66 | 25 | 41 |  |  | Approved
28742 | 2018-Q4 | Hawkes Bay | Hawkes Bay Outfall | Hawkes Bay | Newfoundland and Labrador | Municipal or another local authority | Municipal or another local authority | Continuous | Quarterly | Quarterly | 0 | 874.4 | 57565.3 | 92 | 93 | 25 | 68 | 59 | 25 | 34 |  |  | Approved
28742 | 2019-Q1 | Hawkes Bay | Hawkes Bay Outfall | Hawkes Bay | Newfoundland and Labrador | Municipal or another local authority | Municipal or another local authority | Continuous | Quarterly | Quarterly | 0 | 851.5 | 76210 | 90 | 88 | 25 | 63 | 47 | 25 | 22 |  |  | Approved
28742 | 2019-Q2 | Hawkes Bay | Hawkes Bay Outfall | Hawkes Bay | Newfoundland and Labrador | Municipal or another local authority | Municipal or another local authority | Continuous | Quarterly | Quarterly | 0 | 851.5 | 102962 | 91 | 46 | 25 | 21 | 32 | 25 | 7 |  |  | Approved
28742 | 2019-Q3 | Hawkes Bay | Hawkes Bay Outfall | Hawkes Bay | Newfoundland and Labrador | Municipal or another local authority | Municipal or another local authority | Continuous | Quarterly | Quarterly | 0 | 851.5 | 35085 | 92 | 87 | 25 | 62 | 79 | 25 | 54 |  |  | Approved
28742 | 2019-Q4 | Hawkes Bay | Hawkes Bay Outfall | Hawkes Bay | Newfoundland and Labrador | Municipal or another local authority | Municipal or another local authority | Continuous | Quarterly | Quarterly | 0 | 851.5 | 108609 | 92 | 92 | 25 | 67 | 95 | 25 | 70 |  |  | Approved
28742 | 2020-Q1 | Hawkes Bay | Hawkes Bay Outfall | Hawkes Bay | Newfoundland and Labrador | Municipal or another local authority | Municipal or another local authority | Continuous | Quarterly | Quarterly | 0 | 884.6 | 69069 | 91 | 52 | 25 | 27 | 30 | 25 | 5 |  |  | Approved
28742 | 2020-Q2 | Hawkes Bay | Hawkes Bay Outfall | Hawkes Bay | Newfoundland and Labrador | Municipal or another local authority | Municipal or another local authority | Continuous | Quarterly | Quarterly | 0 | 884.6 | 126672 | 91 | 43 | 25 | 18 | 40 | 25 | 15 |  |  | Approved
28742 | 2020-Q3 | Hawkes Bay | Hawkes Bay Outfall | Hawkes Bay | Newfoundland and Labrador | Municipal or another local authority | Municipal or another local authority | Continuous | Quarterly | Quarterly | 0 | 884.6 | 45475 | 92 | 73 | 25 | 48 | 58 | 25 | 33 |  |  | Approved
28742 | 2020-Q4 | Hawkes Bay | Hawkes Bay Outfall | Hawkes Bay | Newfoundland and Labrador | Municipal or another local authority | Municipal or another local authority | Continuous | Quarterly | Quarterly | 0 | 884.6 | 73624 | 92 | 70 | 25 | 45 | 53 | 25 | 28 |  |  | Approved
28742 | 2021-Q1 | Hawkes Bay | Hawkes Bay Outfall | Hawkes Bay | Newfoundland and Labrador | Municipal or another local authority | Municipal or another local authority | Continuous | Quarterly | Quarterly | 0 | 860.2 | 75953 | 90 | 45 | 25 | 20 | 23 | 25 | -2 |  |  | Approved
28742 | 2021-Q2 | Hawkes Bay | Hawkes Bay Outfall | Hawkes Bay | Newfoundland and Labrador | Municipal or another local authority | Municipal or another local authority | Continuous | Quarterly | Quarterly | 0 | 860.2 | 58606 | 91 | 152 | 25 | 127 | 111 | 25 | 86 |  |  | Approved
28742 | 2021-Q3 | Hawkes Bay | Hawkes Bay Outfall | Hawkes Bay | Newfoundland and Labrador | Municipal or another local authority | Municipal or another local authority | Continuous | Quarterly | Quarterly | 0 | 860.2 | 46991 | 92 | 93 | 25 | 68 | 67 | 25 | 42 |  |  | Approved
28742 | 2021-Q4 | Hawkes Bay | Hawkes Bay Outfall | Hawkes Bay | Newfoundland and Labrador | Municipal or another local authority | Municipal or another local authority | Continuous | Quarterly | Quarterly | 0 | 860.2 | 47706 | 92 | 89 | 25 | 64 | 93 | 25 | 68 |  |  | Approved
28742 | 2022-Q1 | Hawkes Bay | Hawkes Bay Outfall | Hawkes Bay | Newfoundland and Labrador | Municipal or another local authority | Municipal or another local authority | Continuous | Quarterly | Quarterly | 0 | 628.1 | 40016 | 90 | 104 | 25 | 79 | 128 | 25 | 103 |  |  | Approved
28742 | 2022-Q2 | Hawkes Bay | Hawkes Bay Outfall | Hawkes Bay | Newfoundland and Labrador | Municipal or another local authority | Municipal or another local authority | Continuous | Quarterly | Quarterly | 0 | 628.1 | 52015 | 91 | 65 | 25 | 40 | 57 | 25 | 32 |  |  | Approved
28742 | 2022-Q3 | Hawkes Bay | Hawkes Bay Outfall | Hawkes Bay | Newfoundland and Labrador | Municipal or another local authority | Municipal or another local authority | Continuous | Quarterly | Quarterly | 0 | 628.1 | 27905 | 92 | 137 | 25 | 112 | 109 | 25 | 84 |  |  | Approved
28742 | 2022-Q4 | Hawkes Bay | Hawkes Bay Outfall | Hawkes Bay | Newfoundland and Labrador | Municipal or another local authority | Municipal or another local authority | Continuous | Quarterly | Quarterly | 0 | 628.1 | 37089 | 92 | 73 | 25 | 48 | 34 | 25 | 9 |  |  | Approved
28742 | 2023-Q1 | Hawkes Bay | Hawkes Bay Outfall | Hawkes Bay | Newfoundland and Labrador | Municipal or another local authority | Municipal or another local authority | Continuous | Quarterly | Quarterly | 0 | 430.2 | 33900 | 90 | 105 | 25 | 80 | 64 | 25 | 39 |  |  | Approved
28742 | 2023-Q2 | Hawkes Bay | Hawkes Bay Outfall | Hawkes Bay | Newfoundland and Labrador | Municipal or another local authority | Municipal or another local authority | Continuous | Quarterly | Quarterly | 0 | 430.2 | 28318 | 91 | 36 | 25 | 11 | 25 | 25 | 0 |  |  | Approved
28742 | 2023-Q3 | Hawkes Bay | Hawkes Bay Outfall | Hawkes Bay | Newfoundland and Labrador | Municipal or another local authority | Municipal or another local authority | Continuous | Quarterly | Quarterly | 0 | 430.2 | 45818 | 92 | 53 | 25 | 28 | 61 | 25 | 36 |  |  | Approved
28742 | 2023-Q4 | Hawkes Bay | Hawkes Bay Outfall | Hawkes Bay | Newfoundland and Labrador | Municipal or another local authority | Municipal or another local authority | Continuous | Quarterly | Quarterly | 0 | 430.2 | 38689 | 92 | 26 | 25 | 1 | 31 | 25 | 6 |  |  | Approved
28742 | 2024-Q1 | Hawkes Bay | Hawkes Bay Outfall | Hawkes Bay | Newfoundland and Labrador | Municipal or another local authority | Municipal or another local authority | Continuous | Quarterly | Quarterly | 0 | 402 | 33339 | 91 | 79 | 25 | 54 | 58 | 25 | 33 |  |  | Approved
28742 | 2024-Q2 | Hawkes Bay | Hawkes Bay Outfall | Hawkes Bay | Newfoundland and Labrador | Municipal or another local authority | Municipal or another local authority | Continuous | Quarterly | Quarterly | 0 | 402 | 36754 | 91 | 77 | 25 | 52 | 70 | 25 | 45 |  |  | Approved
28742 | 2024-Q3 | Hawkes Bay | Hawkes Bay Outfall | Hawkes Bay | Newfoundland and Labrador | Municipal or another local authority | Municipal or another local authority | Continuous | Quarterly | Quarterly | 0 | 402 | 48889 | 92 | 102 | 25 | 77 | 58 | 25 | 33 |  |  | Approved
28742 | 2024-Q4 | Hawkes Bay | Hawkes Bay Outfall | Hawkes Bay | Newfoundland and Labrador | Municipal or another local authority | Municipal or another local authority | Continuous | Quarterly | Quarterly | 0 | 402 | 44425 | 92 | 70 | 25 | 45 | 46 | 25 | 21 |  |  | Approved
28765 | 2016-Q1 | Town of Petty Harbour/Maddox Cove | Petty Harbour Outfall | Petty Harbour | Newfoundland and Labrador | Municipal or another local authority | Municipal or another local authority | Continuous | Quarterly | Quarterly | 0 | 122.4 | 9999 | 91 | 0 | 25 | -25 | 0 | 25 | -25 |  |  | Approved
28765 | 2016-Q2 | Town of Petty Harbour/Maddox Cove | Petty Harbour Outfall | Petty Harbour | Newfoundland and Labrador | Municipal or another local authority | Municipal or another local authority | Continuous | Quarterly | Quarterly | 0 | 122.4 | 9999 | 91 | 0 | 25 | -25 | 0 | 25 | -25 |  |  | Approved
28765 | 2016-Q3 | Town of Petty Harbour/Maddox Cove | Petty Harbour Outfall | Petty Harbour | Newfoundland and Labrador | Municipal or another local authority | Municipal or another local authority | Continuous | Quarterly | Quarterly | 0 | 122.4 | 9999 | 92 | 0 | 25 | -25 | 0 | 25 | -25 |  |  | Approved
28765 | 2016-Q4 | Town of Petty Harbour/Maddox Cove | Petty Harbour Outfall | Petty Harbour | Newfoundland and Labrador | Municipal or another local authority | Municipal or another local authority | Continuous | Quarterly | Quarterly | 0 | 122.4 | 9999 | 92 | 0 | 25 | -25 | 0 | 25 | -25 |  |  | Approved
28765 | 2017-Q1 | Town of Petty Harbour/Maddox Cove | Petty Harbour Outfall | Petty Harbour | Newfoundland and Labrador | Municipal or another local authority | Municipal or another local authority | Continuous | Quarterly | Quarterly | 0 | 109.3 | 9999 | 90 | 0 | 25 | -25 | 0 | 25 | -25 |  |  | Approved
28765 | 2017-Q2 | Town of Petty Harbour/Maddox Cove | Petty Harbour Outfall | Petty Harbour | Newfoundland and Labrador | Municipal or another local authority | Municipal or another local authority | Continuous | Quarterly | Quarterly | 0 | 109.3 | 1104.6 | 91 | 130 | 25 | 105 | 80 | 25 | 55 |  |  | Approved
28765 | 2017-Q3 | Town of Petty Harbour/Maddox Cove | Petty Harbour Outfall | Petty Harbour | Newfoundland and Labrador | Municipal or another local authority | Municipal or another local authority | Continuous | Quarterly | Quarterly | 0 | 109.3 | 1116 | 92 | 106 | 25 | 81 | 177 | 25 | 152 |  |  | Approved
28765 | 2017-Q4 | Town of Petty Harbour/Maddox Cove | Petty Harbour Outfall | Petty Harbour | Newfoundland and Labrador | Municipal or another local authority | Municipal or another local authority | Continuous | Quarterly | Quarterly | 0 | 109.3 | 1116.6 | 92 | 151 | 25 | 126 | 138.6 | 25 | 113.6 |  |  | Approved
28765 | 2018-Q1 | Town of Petty Harbour/Maddox Cove | Petty Harbour Outfall | Petty Harbour | Newfoundland and Labrador | Municipal or another local authority | Municipal or another local authority | Continuous | Quarterly | Quarterly | 0 | 36.5 | 1092.4 | 90 | 39.3 | 25 | 14.3 | 46.8 | 25 | 21.8 |  |  | Approved
28765 | 2018-Q2 | Town of Petty Harbour/Maddox Cove | Petty Harbour Outfall | Petty Harbour | Newfoundland and Labrador | Municipal or another local authority | Municipal or another local authority | Continuous | Quarterly | Quarterly | 0 | 36.5 | 1104 | 91 | 78.3 | 25 | 53.3 | 64 | 25 | 39 |  |  | Approved
28765 | 2018-Q3 | Town of Petty Harbour/Maddox Cove | Petty Harbour Outfall | Petty Harbour | Newfoundland and Labrador | Municipal or another local authority | Municipal or another local authority | Continuous | Quarterly | Quarterly | 0 | 36.5 | 1113.8 | 92 | 58.3 | 25 | 33.3 | 78.6 | 25 | 53.6 |  |  | Approved
28765 | 2018-Q4 | Town of Petty Harbour/Maddox Cove | Petty Harbour Outfall | Petty Harbour | Newfoundland and Labrador | Municipal or another local authority | Municipal or another local authority | Continuous | Quarterly | Quarterly | 0 | 36.5 | 1104.6 | 91 | 136.6 | 25 | 111.6 | 130 | 25 | 105 |  |  | Approved
28765 | 2019-Q1 | Town of Petty Harbour/Maddox Cove | Petty Harbour Outfall | Petty Harbour | Newfoundland and Labrador | Municipal or another local authority | Municipal or another local authority | Continuous | Quarterly | Quarterly | 0 | 12.1 | 10924 | 90 | 53 | 25 | 28 | 55.3 | 25 | 30.3 |  |  | Approved
28765 | 2019-Q2 | Town of Petty Harbour/Maddox Cove | Petty Harbour Outfall | Petty Harbour | Newfoundland and Labrador | Municipal or another local authority | Municipal or another local authority | Continuous | Quarterly | Quarterly | 0 | 12.1 | 11045 | 91 | 54 | 25 | 29 | 52 | 25 | 27 |  |  | Approved
28765 | 2019-Q3 | Town of Petty Harbour/Maddox Cove | Petty Harbour Outfall | Petty Harbour | Newfoundland and Labrador | Municipal or another local authority | Municipal or another local authority | Continuous | Quarterly | Quarterly | 0 | 12.1 | 21417.6 | 92 | 127 | 25 | 102 | 180 | 25 | 155 |  |  | Approved
28765 | 2019-Q4 | Town of Petty Harbour/Maddox Cove | Petty Harbour Outfall | Petty Harbour | Newfoundland and Labrador | Municipal or another local authority | Municipal or another local authority | Continuous | Quarterly | Quarterly | 0 | 12.1 | 18685.2 | 92 | 67 | 25 | 42 | 110 | 25 | 85 |  |  | Approved
28765 | 2020-Q1 | Town of Petty Harbour/Maddox Cove | Petty Harbour Outfall | Petty Harbour | Newfoundland and Labrador | Municipal or another local authority | Municipal or another local authority | Continuous | Quarterly | Quarterly | 0 | 170.1 | 18482.1 | 91 | 67 | 25 | 42 | 110 | 25 | 85 |  |  | Approved
28765 | 2020-Q2 | Town of Petty Harbour/Maddox Cove | Petty Harbour Outfall | Petty Harbour | Newfoundland and Labrador | Municipal or another local authority | Municipal or another local authority | Continuous | Quarterly | Quarterly | 0 | 170.1 | 11045 | 91 | 110 | 25 | 85 | 100 | 25 | 75 |  |  | Approved
28765 | 2020-Q3 | Town of Petty Harbour/Maddox Cove | Petty Harbour Outfall | Petty Harbour | Newfoundland and Labrador | Municipal or another local authority | Municipal or another local authority | Continuous | Quarterly | Quarterly | 0 | 170.1 | 11166 | 92 | 120 | 25 | 95 | 140 | 25 | 115 |  |  | Approved
28765 | 2020-Q4 | Town of Petty Harbour/Maddox Cove | Petty Harbour Outfall | Petty Harbour | Newfoundland and Labrador | Municipal or another local authority | Municipal or another local authority | Continuous | Quarterly | Quarterly | 0 | 170.1 | 11166 | 92 | 52.6 | 25 | 27.6 | 95.6 | 25 | 70.6 |  |  | Approved
28765 | 2021-Q1 | Town of Petty Harbour/Maddox Cove | Petty Harbour Outfall | Petty Harbour | Newfoundland and Labrador | Municipal or another local authority | Municipal or another local authority | Continuous | Quarterly | Quarterly | 0 | 141.7 | 22509 | 90 | 31.6 | 25 | 6.6 | 75.3 | 25 | 50.3 |  |  | Approved
28765 | 2021-Q2 | Town of Petty Harbour/Maddox Cove | Petty Harbour Outfall | Petty Harbour | Newfoundland and Labrador | Municipal or another local authority | Municipal or another local authority | Continuous | Quarterly | Quarterly | 0 | 141.7 | 16061 | 91 | 89.3 | 25 | 64.3 | 63 | 25 | 38 |  |  | Approved
28765 | 2021-Q3 | Town of Petty Harbour/Maddox Cove | Petty Harbour Outfall | Petty Harbour | Newfoundland and Labrador | Municipal or another local authority | Municipal or another local authority | Continuous | Quarterly | Quarterly | 0 | 141.7 | 21141 | 92 | 165 | 25 | 140 | 153 | 25 | 128 |  |  | Approved
28765 | 2021-Q4 | Town of Petty Harbour/Maddox Cove | Petty Harbour Outfall | Petty Harbour | Newfoundland and Labrador | Municipal or another local authority | Municipal or another local authority | Continuous | Quarterly | Quarterly | 0 | 141.7 | 19080 | 92 | 267 | 25 | 242 | 51 | 25 | 26 |  |  | Approved
28765 | 2022-Q1 | Town of Petty Harbour/Maddox Cove | Petty Harbour Outfall | Petty Harbour | Newfoundland and Labrador | Municipal or another local authority | Municipal or another local authority | Continuous | Quarterly | Quarterly | 0 | 215.9 | 20025 | 90 | 45.6 | 25 | 20.6 | 151 | 25 | 126 |  |  | Approved
28765 | 2022-Q2 | Town of Petty Harbour/Maddox Cove | Petty Harbour Outfall | Petty Harbour | Newfoundland and Labrador | Municipal or another local authority | Municipal or another local authority | Continuous | Quarterly | Quarterly | 0 | 215.9 | 11049 | 91 | 112 | 25 | 87 | 129.6 | 25 | 104.6 |  |  | Approved
28765 | 2022-Q3 | Town of Petty Harbour/Maddox Cove | Petty Harbour Outfall | Petty Harbour | Newfoundland and Labrador | Municipal or another local authority | Municipal or another local authority | Continuous | Quarterly | Quarterly | 0 | 215.9 | 6495 | 24 | 119 | 25 | 94 | 74 | 25 | 49 |  |  | Approved
28765 | 2022-Q4 | Town of Petty Harbour/Maddox Cove | Petty Harbour Outfall | Petty Harbour | Newfoundland and Labrador | Municipal or another local authority | Municipal or another local authority | Continuous | Quarterly | Quarterly | 0 | 215.9 | 25658 | 92 | 171 | 25 | 146 | 57 | 25 | 32 |  |  | Approved
28765 | 2023-Q1 | Town of Petty Harbour/Maddox Cove | Petty Harbour Outfall | Petty Harbour | Newfoundland and Labrador | Municipal or another local authority | Municipal or another local authority | Continuous | Quarterly | Quarterly | 0 | 173.2 | 21174 | 90 | 47 | 25 | 22 | 47 | 25 | 22 |  |  | Approved
28765 | 2023-Q2 | Town of Petty Harbour/Maddox Cove | Petty Harbour Outfall | Petty Harbour | Newfoundland and Labrador | Municipal or another local authority | Municipal or another local authority | Continuous | Quarterly | Quarterly | 0 | 173.2 | 12858 | 91 | 101 | 25 | 76 | 59 | 25 | 34 |  |  | Approved
28765 | 2023-Q3 | Town of Petty Harbour/Maddox Cove | Petty Harbour Outfall | Petty Harbour | Newfoundland and Labrador | Municipal or another local authority | Municipal or another local authority | Continuous | Quarterly | Quarterly | 0 | 173.2 | 6713 | 92 | 69 | 25 | 44 | 90 | 25 | 65 |  |  | Approved
28765 | 2023-Q4 | Town of Petty Harbour/Maddox Cove | Petty Harbour Outfall | Petty Harbour | Newfoundland and Labrador | Municipal or another local authority | Municipal or another local authority | Continuous | Quarterly | Quarterly | 0 | 173.2 | 63459 | 92 | 47 | 25 | 22 | 18 | 25 | -7 |  |  | Approved
28765 | 2024-Q1 | Town of Petty Harbour/Maddox Cove | Petty Harbour Outfall | Petty Harbour | Newfoundland and Labrador | Municipal or another local authority | Municipal or another local authority | Continuous | Quarterly | Quarterly | 0 | 285.5 | 74863 | 91 | 30 | 25 | 5 | 22 | 25 | -3 |  |  | Approved
28765 | 2024-Q2 | Town of Petty Harbour/Maddox Cove | Petty Harbour Outfall | Petty Harbour | Newfoundland and Labrador | Municipal or another local authority | Municipal or another local authority | Continuous | Quarterly | Quarterly | 0 | 285.5 | 74610 | 91 | 101 | 25 | 76 | 120 | 25 | 95 |  |  | Approved
28765 | 2024-Q3 | Town of Petty Harbour/Maddox Cove | Petty Harbour Outfall | Petty Harbour | Newfoundland and Labrador | Municipal or another local authority | Municipal or another local authority | Continuous | Quarterly | Quarterly | 0 | 285.5 | 19437 | 92 | 17 | 25 | -8 | 21 | 25 | -4 |  |  | Approved
28765 | 2024-Q4 | Town of Petty Harbour/Maddox Cove | Petty Harbour Outfall | Petty Harbour | Newfoundland and Labrador | Municipal or another local authority | Municipal or another local authority | Continuous | Quarterly | Quarterly | 0 | 285.5 | 40261 | 92 | 80 | 25 | 55 | 92 | 25 | 67 |  |  | Approved
28766 | 2016-Q1 | Town of Petty Harbour/Maddox Cove | Maddox Cove Outfall | Petty Harbour | Newfoundland and Labrador | Municipal or another local authority | Municipal or another local authority | Continuous | Quarterly | Quarterly | 0 | 197.2 |  | 91 | 0 | 25 | -25 | 0 | 25 | -25 |  |  | Approved
28766 | 2016-Q2 | Town of Petty Harbour/Maddox Cove | Maddox Cove Outfall | Petty Harbour | Newfoundland and Labrador | Municipal or another local authority | Municipal or another local authority | Continuous | Quarterly | Quarterly | 0 | 197.2 |  | 91 | 0 | 25 | -25 | 0 | 25 | -25 |  |  | Approved
28766 | 2016-Q3 | Town of Petty Harbour/Maddox Cove | Maddox Cove Outfall | Petty Harbour | Newfoundland and Labrador | Municipal or another local authority | Municipal or another local authority | Continuous | Quarterly | Quarterly | 0 | 197.2 |  | 92 | 0 | 25 | -25 | 0 | 25 | -25 |  |  | Approved
28766 | 2016-Q4 | Town of Petty Harbour/Maddox Cove | Maddox Cove Outfall | Petty Harbour | Newfoundland and Labrador | Municipal or another local authority | Municipal or another local authority | Continuous | Quarterly | Quarterly | 0 | 197.2 |  | 92 | 0 | 25 | -25 | 0 | 25 | -25 |  |  | Approved
28766 | 2017-Q1 | Town of Petty Harbour/Maddox Cove | Maddox Cove Outfall | Petty Harbour | Newfoundland and Labrador | Municipal or another local authority | Municipal or another local authority | Continuous | Quarterly | Quarterly | 0 | 35.5 | 9999 | 90 | 0 | 25 | -25 | 0 | 25 | -25 |  |  | Approved
28766 | 2017-Q2 | Town of Petty Harbour/Maddox Cove | Maddox Cove Outfall | Petty Harbour | Newfoundland and Labrador | Municipal or another local authority | Municipal or another local authority | Continuous | Quarterly | Quarterly | 0 | 35.5 | 1912.7 | 91 | 52 | 25 | 27 | 87 | 25 | 62 |  |  | Approved
28766 | 2017-Q3 | Town of Petty Harbour/Maddox Cove | Maddox Cove Outfall | Petty Harbour | Newfoundland and Labrador | Municipal or another local authority | Municipal or another local authority | Continuous | Quarterly | Quarterly | 0 | 35.5 | 1912.7 | 92 | 146 | 25 | 121 | 131 | 25 | 106 |  |  | Approved
28766 | 2017-Q4 | Town of Petty Harbour/Maddox Cove | Maddox Cove Outfall | Petty Harbour | Newfoundland and Labrador | Municipal or another local authority | Municipal or another local authority | Continuous | Quarterly | Quarterly | 0 | 35.5 | 1936.2 | 92 | 86.7 | 25 | 61.7 | 128 | 25 | 103 |  |  | Approved
28766 | 2018-Q1 | Town of Petty Harbour/Maddox Cove | Maddox Cove Outfall | Petty Harbour | Newfoundland and Labrador | Municipal or another local authority | Municipal or another local authority | Continuous | Quarterly | Quarterly | 0 | 43.2 | 1891 | 90 | 77 | 25 | 52 | 138.6 | 25 | 113.6 |  |  | Approved
28766 | 2018-Q2 | Town of Petty Harbour/Maddox Cove | Maddox Cove Outfall | Petty Harbour | Newfoundland and Labrador | Municipal or another local authority | Municipal or another local authority | Continuous | Quarterly | Quarterly | 0 | 43.2 | 1915 | 91 | 86.3 | 25 | 61.3 | 138.3 | 25 | 113.3 |  |  | Approved
28766 | 2018-Q3 | Town of Petty Harbour/Maddox Cove | Maddox Cove Outfall | Petty Harbour | Newfoundland and Labrador | Municipal or another local authority | Municipal or another local authority | Continuous | Quarterly | Quarterly | 0 | 43.2 | 1936 | 92 | 126.6 | 25 | 101.6 | 253 | 25 | 228 |  |  | Approved
28766 | 2018-Q4 | Town of Petty Harbour/Maddox Cove | Maddox Cove Outfall | Petty Harbour | Newfoundland and Labrador | Municipal or another local authority | Municipal or another local authority | Continuous | Quarterly | Quarterly | 0 | 43.2 | 1915.1 | 91 | 59.6 | 25 | 34.6 | 249 | 25 | 224 |  |  | Approved
28766 | 2019-Q1 | Town of Petty Harbour/Maddox Cove | Maddox Cove Outfall | Petty Harbour | Newfoundland and Labrador | Municipal or another local authority | Municipal or another local authority | Continuous | Quarterly | Quarterly | 0 | 21 | 18941 | 90 | 110.6 | 25 | 85.6 | 206 | 25 | 181 |  |  | Approved
28766 | 2019-Q2 | Town of Petty Harbour/Maddox Cove | Maddox Cove Outfall | Petty Harbour | Newfoundland and Labrador | Municipal or another local authority | Municipal or another local authority | Continuous | Quarterly | Quarterly | 0 | 21 | 19151 | 91 | 87 | 25 | 62 | 200 | 25 | 175 |  |  | Approved
28766 | 2019-Q3 | Town of Petty Harbour/Maddox Cove | Maddox Cove Outfall | Petty Harbour | Newfoundland and Labrador | Municipal or another local authority | Municipal or another local authority | Continuous | Quarterly | Quarterly | 0 | 21 | 18941 | 92 | 163 | 25 | 138 | 192 | 25 | 167 |  |  | Approved
28766 | 2019-Q4 | Town of Petty Harbour/Maddox Cove | Maddox Cove Outfall | Petty Harbour | Newfoundland and Labrador | Municipal or another local authority | Municipal or another local authority | Continuous | Quarterly | Quarterly | 0 | 21 | 14747.6 | 92 | 110 | 25 | 85 | 94 | 25 | 69 |  |  | Approved
28766 | 2020-Q1 | Town of Petty Harbour/Maddox Cove | Maddox Cove Outfall | Petty Harbour | Newfoundland and Labrador | Municipal or another local authority | Municipal or another local authority | Continuous | Quarterly | Quarterly | 0 | 196.7 | 14587.3 | 91 | 110 | 25 | 85 | 94 | 25 | 69 |  |  | Approved
28766 | 2020-Q2 | Town of Petty Harbour/Maddox Cove | Maddox Cove Outfall | Petty Harbour | Newfoundland and Labrador | Municipal or another local authority | Municipal or another local authority | Continuous | Quarterly | Quarterly | 0 | 196.7 | 14500 | 91 | 110 | 25 | 85 | 94 | 25 | 69 |  |  | Approved
28766 | 2020-Q3 | Town of Petty Harbour/Maddox Cove | Maddox Cove Outfall | Petty Harbour | Newfoundland and Labrador | Municipal or another local authority | Municipal or another local authority | Continuous | Quarterly | Quarterly | 0 | 196.7 | 19362 | 92 | 353 | 25 | 328 | 520 | 25 | 495 |  |  | Approved
28766 | 2020-Q4 | Town of Petty Harbour/Maddox Cove | Maddox Cove Outfall | Petty Harbour | Newfoundland and Labrador | Municipal or another local authority | Municipal or another local authority | Continuous | Quarterly | Quarterly | 0 | 196.7 | 19362 | 92 | 190 | 25 | 165 | 218 | 25 | 193 |  |  | Approved
28766 | 2021-Q1 | Town of Petty Harbour/Maddox Cove | Maddox Cove Outfall | Petty Harbour | Newfoundland and Labrador | Municipal or another local authority | Municipal or another local authority | Continuous | Quarterly | Quarterly | 0 | 185.3 | 12780 | 90 | 186 | 25 | 161 | 115 | 25 | 90 |  |  | Approved
28766 | 2021-Q2 | Town of Petty Harbour/Maddox Cove | Maddox Cove Outfall | Petty Harbour | Newfoundland and Labrador | Municipal or another local authority | Municipal or another local authority | Continuous | Quarterly | Quarterly | 0 | 185.3 | 19151 | 91 | 150 | 25 | 125 | 78.6 | 25 | 53.6 |  |  | Approved
28766 | 2021-Q3 | Town of Petty Harbour/Maddox Cove | Maddox Cove Outfall | Petty Harbour | Newfoundland and Labrador | Municipal or another local authority | Municipal or another local authority | Continuous | Quarterly | Quarterly | 0 | 185.3 | 19362 | 92 | 173 | 25 | 148 | 210 | 25 | 185 |  |  | Approved
28766 | 2021-Q4 | Town of Petty Harbour/Maddox Cove | Maddox Cove Outfall | Petty Harbour | Newfoundland and Labrador | Municipal or another local authority | Municipal or another local authority | Continuous | Quarterly | Quarterly | 0 | 185.3 | 19362 | 92 | 286.7 | 25 | 261.7 | 223.3 | 25 | 198.3 |  |  | Approved
28766 | 2022-Q1 | Town of Petty Harbour/Maddox Cove | Maddox Cove Outfall | Petty Harbour | Newfoundland and Labrador | Municipal or another local authority | Municipal or another local authority | Continuous | Quarterly | Quarterly | 0 | 193.6 | 18941 | 90 | 127 | 25 | 102 | 129.6 | 25 | 104.6 |  |  | Approved
28766 | 2022-Q2 | Town of Petty Harbour/Maddox Cove | Maddox Cove Outfall | Petty Harbour | Newfoundland and Labrador | Municipal or another local authority | Municipal or another local authority | Continuous | Quarterly | Quarterly | 0 | 193.6 | 19151 | 91 | 145.3 | 25 | 120.3 | 206 | 25 | 181 |  |  | Approved
28766 | 2022-Q3 | Town of Petty Harbour/Maddox Cove | Maddox Cove Outfall | Petty Harbour | Newfoundland and Labrador | Municipal or another local authority | Municipal or another local authority | Continuous | Quarterly | Quarterly | 0 | 193.6 | 5680 | 24 | 146 | 25 | 121 | 76 | 25 | 51 |  |  | Approved
28766 | 2022-Q4 | Town of Petty Harbour/Maddox Cove | Maddox Cove Outfall | Petty Harbour | Newfoundland and Labrador | Municipal or another local authority | Municipal or another local authority | Continuous | Quarterly | Quarterly | 0 | 193.6 | 15403 | 92 | 223 | 25 | 198 | 141 | 25 | 116 |  |  | Approved
28766 | 2023-Q1 | Town of Petty Harbour/Maddox Cove | Maddox Cove Outfall | Petty Harbour | Newfoundland and Labrador | Municipal or another local authority | Municipal or another local authority | Continuous | Quarterly | Quarterly | 0 | 162.1 | 17381 | 90 | 124 | 25 | 99 | 93 | 25 | 68 |  |  | Approved
28766 | 2023-Q2 | Town of Petty Harbour/Maddox Cove | Maddox Cove Outfall | Petty Harbour | Newfoundland and Labrador | Municipal or another local authority | Municipal or another local authority | Continuous | Quarterly | Quarterly | 0 | 162.1 | 16117 | 91 | 85 | 25 | 60 | 101 | 25 | 76 |  |  | Approved
28766 | 2023-Q3 | Town of Petty Harbour/Maddox Cove | Maddox Cove Outfall | Petty Harbour | Newfoundland and Labrador | Municipal or another local authority | Municipal or another local authority | Continuous | Quarterly | Quarterly | 0 | 162.1 | 14036 | 92 | 205 | 25 | 180 | 222 | 25 | 197 |  |  | Approved
28766 | 2023-Q4 | Town of Petty Harbour/Maddox Cove | Maddox Cove Outfall | Petty Harbour | Newfoundland and Labrador | Municipal or another local authority | Municipal or another local authority | Continuous | Quarterly | Quarterly | 0 | 162.1 | 38166 | 92 | 143 | 25 | 118 | 78 | 25 | 53 |  |  | Approved
28766 | 2024-Q1 | Town of Petty Harbour/Maddox Cove | Maddox Cove Outfall | Petty Harbour | Newfoundland and Labrador | Municipal or another local authority | Municipal or another local authority | Continuous | Quarterly | Quarterly | 0 | 234.8 | 59973 | 91 | 114 | 25 | 89 | 133 | 25 | 108 |  |  | Approved
28766 | 2024-Q2 | Town of Petty Harbour/Maddox Cove | Maddox Cove Outfall | Petty Harbour | Newfoundland and Labrador | Municipal or another local authority | Municipal or another local authority | Continuous | Quarterly | Quarterly | 0 | 234.8 | 58237 | 91 | 105 | 25 | 80 | 106 | 25 | 81 |  |  | Approved
28766 | 2024-Q3 | Town of Petty Harbour/Maddox Cove | Maddox Cove Outfall | Petty Harbour | Newfoundland and Labrador | Municipal or another local authority | Municipal or another local authority | Continuous | Quarterly | Quarterly | 0 | 234.8 | 32855 | 92 | 148 | 25 | 123 | 171 | 25 | 146 |  |  | Approved
28766 | 2024-Q4 | Town of Petty Harbour/Maddox Cove | Maddox Cove Outfall | Petty Harbour | Newfoundland and Labrador | Municipal or another local authority | Municipal or another local authority | Continuous | Quarterly | Quarterly | 0 | 234.8 | 12742 | 92 | 148 | 25 | 123 | 98 | 25 | 73 |  |  | Approved
28888 | 2016-Q1 | Town of Trinity Bay North | Trinity Bay North Outfall | Port Union | Newfoundland and Labrador | Municipal or another local authority | Municipal or another local authority | Continuous | Quarterly | Quarterly | 0 | 500 | 45712 | 91 | 9 | 25 | -16 | 12 | 25 | -13 |  |  | Approved
28888 | 2016-Q2 | Town of Trinity Bay North | Trinity Bay North Outfall | Port Union | Newfoundland and Labrador | Municipal or another local authority | Municipal or another local authority | Continuous | Quarterly | Quarterly | 0 | 500 | 58332 | 91 | 357 | 25 | 332 | 155 | 25 | 130 |  |  | Approved
28888 | 2016-Q3 | Town of Trinity Bay North | Trinity Bay North Outfall | Port Union | Newfoundland and Labrador | Municipal or another local authority | Municipal or another local authority | Continuous | Quarterly | Quarterly | 0 | 500 | 90516 | 92 | 64 | 25 | 39 | 107 | 25 | 82 |  |  | Approved
28888 | 2016-Q4 | Town of Trinity Bay North | Trinity Bay North Outfall | Port Union | Newfoundland and Labrador | Municipal or another local authority | Municipal or another local authority | Continuous | Quarterly | Quarterly | 0 | 500 | 96020 | 92 | 2 | 25 | -23 | 34 | 25 | 9 |  |  | Approved
28888 | 2017-Q1 | Town of Trinity Bay North | Trinity Bay North Outfall | Port Union | Newfoundland and Labrador | Municipal or another local authority | Municipal or another local authority | Continuous | Quarterly | Quarterly | 0 | 793.9 | 105441 | 90 | 12 | 25 | -13 | 19 | 25 | -6 |  |  | Approved
28888 | 2017-Q2 | Town of Trinity Bay North | Trinity Bay North Outfall | Port Union | Newfoundland and Labrador | Municipal or another local authority | Municipal or another local authority | Continuous | Quarterly | Quarterly | 0 | 793.9 | 114643 | 91 | 28 | 25 | 3 | 45 | 25 | 20 |  |  | Approved
28888 | 2017-Q3 | Town of Trinity Bay North | Trinity Bay North Outfall | Port Union | Newfoundland and Labrador | Municipal or another local authority | Municipal or another local authority | Continuous | Quarterly | Quarterly | 0 | 793.9 | 59247 | 92 | 27 | 25 | 2 | 42 | 25 | 17 |  |  | Approved
28888 | 2017-Q4 | Town of Trinity Bay North | Trinity Bay North Outfall | Port Union | Newfoundland and Labrador | Municipal or another local authority | Municipal or another local authority | Continuous | Quarterly | Quarterly | 0 | 793.9 | 64058 | 92 | 29 | 25 | 4 | 26 | 25 | 1 |  |  | Approved
28888 | 2018-Q1 | Town of Trinity Bay North | Trinity Bay North Outfall | Port Union | Newfoundland and Labrador | Municipal or another local authority | Municipal or another local authority | Continuous | Quarterly | Quarterly | 0 | 940.8 | 62531 | 90 | 40 | 25 | 15 | 37 | 25 | 12 |  |  | Approved
28888 | 2018-Q2 | Town of Trinity Bay North | Trinity Bay North Outfall | Port Union | Newfoundland and Labrador | Municipal or another local authority | Municipal or another local authority | Continuous | Quarterly | Quarterly | 0 | 940.8 | 105345 | 91 | 85 | 25 | 60 | 132 | 25 | 107 |  |  | Approved
28888 | 2018-Q3 | Town of Trinity Bay North | Trinity Bay North Outfall | Port Union | Newfoundland and Labrador | Municipal or another local authority | Municipal or another local authority | Continuous | Quarterly | Quarterly | 0 | 940.8 | 27199 | 92 | 87 | 25 | 62 | 96 | 25 | 71 |  |  | Approved
28888 | 2018-Q4 | Town of Trinity Bay North | Trinity Bay North Outfall | Port Union | Newfoundland and Labrador | Municipal or another local authority | Municipal or another local authority | Continuous | Quarterly | Quarterly | 0 | 940.8 | 70000.1 | 92 | 95 | 25 | 70 | 57 | 25 | 32 |  |  | Approved
28888 | 2019-Q1 | Town of Trinity Bay North | Trinity Bay North Outfall | Port Union | Newfoundland and Labrador | Municipal or another local authority | Municipal or another local authority | Continuous | Quarterly | Quarterly | 0 | 726.2 | 65534 | 90 | 47 | 25 | 22 | 53 | 25 | 28 |  |  | Approved
28888 | 2019-Q2 | Town of Trinity Bay North | Trinity Bay North Outfall | Port Union | Newfoundland and Labrador | Municipal or another local authority | Municipal or another local authority | Continuous | Quarterly | Quarterly | 0 | 726.2 | 55020 | 91 | 58 | 25 | 33 | 49 | 25 | 24 |  |  | Approved
28888 | 2019-Q3 | Town of Trinity Bay North | Trinity Bay North Outfall | Port Union | Newfoundland and Labrador | Municipal or another local authority | Municipal or another local authority | Continuous | Quarterly | Quarterly | 0 | 726.2 | 40649 | 92 | 55 | 25 | 30 | 65 | 25 | 40 |  |  | Approved
28888 | 2019-Q4 | Town of Trinity Bay North | Trinity Bay North Outfall | Port Union | Newfoundland and Labrador | Municipal or another local authority | Municipal or another local authority | Continuous | Quarterly | Quarterly | 0 | 726.2 | 83037 | 92 | 46 | 25 | 21 | 73 | 25 | 48 |  |  | Approved
28888 | 2020-Q1 | Town of Trinity Bay North | Trinity Bay North Outfall | Port Union | Newfoundland and Labrador | Municipal or another local authority | Municipal or another local authority | Continuous | Quarterly | Quarterly | 0 | 669.2 | 57967 | 91 | 49 | 25 | 24 | 84 | 25 | 59 |  |  | Approved
28888 | 2020-Q2 | Town of Trinity Bay North | Trinity Bay North Outfall | Port Union | Newfoundland and Labrador | Municipal or another local authority | Municipal or another local authority | Continuous | Quarterly | Quarterly | 0 | 669.2 | 85995 | 91 | 57 | 25 | 32 | 34 | 25 | 9 |  |  | Approved
28888 | 2020-Q3 | Town of Trinity Bay North | Trinity Bay North Outfall | Port Union | Newfoundland and Labrador | Municipal or another local authority | Municipal or another local authority | Continuous | Quarterly | Quarterly | 0 | 669.2 | 51221 | 92 | 104 | 25 | 79 | 73 | 25 | 48 |  |  | Approved
28888 | 2020-Q4 | Town of Trinity Bay North | Trinity Bay North Outfall | Port Union | Newfoundland and Labrador | Municipal or another local authority | Municipal or another local authority | Continuous | Quarterly | Quarterly | 0 | 669.2 | 78265 | 92 | 47 | 25 | 22 | 79 | 25 | 54 |  |  | Approved
28888 | 2021-Q1 | Town of Trinity Bay North | Trinity Bay North Outfall | Port Union | Newfoundland and Labrador | Municipal or another local authority | Municipal or another local authority | Continuous | Quarterly | Quarterly | 0 | 747.1 | 97434 | 90 | 56 | 25 | 31 | 35 | 25 | 10 |  |  | Approved
28888 | 2021-Q2 | Town of Trinity Bay North | Trinity Bay North Outfall | Port Union | Newfoundland and Labrador | Municipal or another local authority | Municipal or another local authority | Continuous | Quarterly | Quarterly | 0 | 747.1 | 86877 | 91 | 67 | 25 | 42 | 50 | 25 | 25 |  |  | Approved
28888 | 2021-Q3 | Town of Trinity Bay North | Trinity Bay North Outfall | Port Union | Newfoundland and Labrador | Municipal or another local authority | Municipal or another local authority | Continuous | Quarterly | Quarterly | 0 | 747.1 | 56177 | 92 | 26 | 25 | 1 | 21 | 25 | -4 |  |  | Approved
28888 | 2021-Q4 | Town of Trinity Bay North | Trinity Bay North Outfall | Port Union | Newfoundland and Labrador | Municipal or another local authority | Municipal or another local authority | Continuous | Quarterly | Quarterly | 0 | 747.1 | 93012 | 92 | 112 | 25 | 87 | 49 | 25 | 24 |  |  | Approved
28888 | 2022-Q1 | Town of Trinity Bay North | Trinity Bay North Outfall | Port Union | Newfoundland and Labrador | Municipal or another local authority | Municipal or another local authority | Continuous | Quarterly | Quarterly | 0 | 913.7 | 73710 | 90 | 37 | 25 | 12 | 45 | 25 | 20 |  |  | Approved
28888 | 2022-Q2 | Town of Trinity Bay North | Trinity Bay North Outfall | Port Union | Newfoundland and Labrador | Municipal or another local authority | Municipal or another local authority | Continuous | Quarterly | Quarterly | 0 | 913.7 | 64325 | 91 | 71 | 25 | 46 | 40 | 25 | 15 |  |  | Approved
28888 | 2022-Q3 | Town of Trinity Bay North | Trinity Bay North Outfall | Port Union | Newfoundland and Labrador | Municipal or another local authority | Municipal or another local authority | Continuous | Quarterly | Quarterly | 0 | 913.7 | 54861 | 92 | 99 | 25 | 74 | 71 | 25 | 46 |  |  | Approved
28888 | 2022-Q4 | Town of Trinity Bay North | Trinity Bay North Outfall | Port Union | Newfoundland and Labrador | Municipal or another local authority | Municipal or another local authority | Continuous | Quarterly | Quarterly | 0 | 913.7 | 79925 | 92 | 67 | 25 | 42 | 39 | 25 | 14 |  |  | Approved
28888 | 2023-Q1 | Town of Trinity Bay North | Trinity Bay North Outfall | Port Union | Newfoundland and Labrador | Municipal or another local authority | Municipal or another local authority | Continuous | Quarterly | Quarterly | 0 | 747.5 | 73442 | 90 | 123 | 25 | 98 | 68 | 25 | 43 |  |  | Approved
28888 | 2023-Q2 | Town of Trinity Bay North | Trinity Bay North Outfall | Port Union | Newfoundland and Labrador | Municipal or another local authority | Municipal or another local authority | Continuous | Quarterly | Quarterly | 0 | 747.5 | 56354 | 91 | 106 | 25 | 81 | 268 | 25 | 243 |  |  | Approved
28888 | 2023-Q3 | Town of Trinity Bay North | Trinity Bay North Outfall | Port Union | Newfoundland and Labrador | Municipal or another local authority | Municipal or another local authority | Continuous | Quarterly | Quarterly | 0 | 747.5 | 37126 | 92 | 173 | 25 | 148 | 67 | 25 | 42 |  |  | Approved
28888 | 2023-Q4 | Town of Trinity Bay North | Trinity Bay North Outfall | Port Union | Newfoundland and Labrador | Municipal or another local authority | Municipal or another local authority | Continuous | Quarterly | Quarterly | 0 | 747.5 | 69152 | 92 | 34 | 25 | 9 | 40 | 25 | 15 |  |  | Approved
28888 | 2024-Q1 | Town of Trinity Bay North | Trinity Bay North Outfall | Port Union | Newfoundland and Labrador | Municipal or another local authority | Municipal or another local authority | Continuous | Quarterly | Quarterly | 0 | 646.8 | 95083 | 91 | 41 | 25 | 16 | 64 | 25 | 39 |  |  | Approved
28888 | 2024-Q2 | Town of Trinity Bay North | Trinity Bay North Outfall | Port Union | Newfoundland and Labrador | Municipal or another local authority | Municipal or another local authority | Continuous | Quarterly | Quarterly | 0 | 646.8 | 67824 | 91 | 103 | 25 | 78 | 84 | 25 | 59 |  |  | Approved
28888 | 2024-Q3 | Town of Trinity Bay North | Trinity Bay North Outfall | Port Union | Newfoundland and Labrador | Municipal or another local authority | Municipal or another local authority | Continuous | Quarterly | Quarterly | 0 | 646.8 | 49551 | 92 | 98 | 25 | 73 | 146 | 25 | 121 |  |  | Approved
28888 | 2024-Q4 | Town of Trinity Bay North | Trinity Bay North Outfall | Port Union | Newfoundland and Labrador | Municipal or another local authority | Municipal or another local authority | Continuous | Quarterly | Quarterly | 0 | 646.8 | 94049 | 92 | 42 | 25 | 17 | 51 | 25 | 26 |  |  | Approved
28889 | 2016-Q3 | Town of Glovertown | Calvin Saunders Outfall | Glovertown | Newfoundland and Labrador | Municipal or another local authority | Municipal or another local authority | Continuous | Quarterly | Quarterly | 0 | 119 | 15363 | 77 | 44 | 25 | 19 | 83 | 25 | 58 |  |  | Approved
28889 | 2016-Q4 | Town of Glovertown | Calvin Saunders Outfall | Glovertown | Newfoundland and Labrador | Municipal or another local authority | Municipal or another local authority | Continuous | Quarterly | Quarterly | 0 | 119 | 28605 | 92 | 5 | 25 | -20 | 34 | 25 | 9 |  |  | Approved
28889 | 2017-Q1 | Town of Glovertown | Calvin Saunders Outfall | Glovertown | Newfoundland and Labrador | Municipal or another local authority | Municipal or another local authority | Continuous | Quarterly | Quarterly | 0 | 119 | 23246 | 90 | 32 | 25 | 7 | 27 | 25 | 2 |  |  | Approved
28889 | 2017-Q2 | Town of Glovertown | Calvin Saunders Outfall | Glovertown | Newfoundland and Labrador | Municipal or another local authority | Municipal or another local authority | Continuous | Quarterly | Quarterly | 0 | 119 | 23190 | 91 | 30 | 25 | 5 | 38 | 25 | 13 |  |  | Approved
28889 | 2017-Q3 | Town of Glovertown | Calvin Saunders Outfall | Glovertown | Newfoundland and Labrador | Municipal or another local authority | Municipal or another local authority | Continuous | Quarterly | Quarterly | 0 | 119 | 34040 | 92 | 26 | 25 | 1 | 41 | 25 | 16 |  |  | Approved
28889 | 2017-Q4 | Town of Glovertown | Calvin Saunders Outfall | Glovertown | Newfoundland and Labrador | Municipal or another local authority | Municipal or another local authority | Continuous | Quarterly | Quarterly | 0 | 119 | 22813 | 92 | 32 | 25 | 7 | 33 | 25 | 8 |  |  | Approved
28889 | 2018-Q1 | Town of Glovertown | Calvin Saunders Outfall | Glovertown | Newfoundland and Labrador | Municipal or another local authority | Municipal or another local authority | Continuous | Quarterly | Quarterly | 0 | 283 | 193527 | 90 | 57 | 25 | 32 | 70 | 25 | 45 |  |  | Approved
28889 | 2018-Q2 | Town of Glovertown | Calvin Saunders Outfall | Glovertown | Newfoundland and Labrador | Municipal or another local authority | Municipal or another local authority | Continuous | Quarterly | Quarterly | 0 | 283 | 71970 | 91 | 62 | 25 | 37 | 174 | 25 | 149 |  |  | Approved
28889 | 2018-Q3 | Town of Glovertown | Calvin Saunders Outfall | Glovertown | Newfoundland and Labrador | Municipal or another local authority | Municipal or another local authority | Continuous | Quarterly | Quarterly | 0 | 283 | 9551 | 92 | 139 | 25 | 114 | 97 | 25 | 72 |  |  | Approved
28889 | 2018-Q4 | Town of Glovertown | Calvin Saunders Outfall | Glovertown | Newfoundland and Labrador | Municipal or another local authority | Municipal or another local authority | Continuous | Quarterly | Quarterly | 0 | 283 | 18003.4 | 92 | 55 | 25 | 30 | 41 | 25 | 16 |  |  | Approved
28889 | 2019-Q1 | Town of Glovertown | Calvin Saunders Outfall | Glovertown | Newfoundland and Labrador | Municipal or another local authority | Municipal or another local authority | Continuous | Quarterly | Quarterly | 0 | 802.9 | 20774 | 90 | 121 | 25 | 96 | 91 | 25 | 66 |  |  | Approved
28889 | 2019-Q2 | Town of Glovertown | Calvin Saunders Outfall | Glovertown | Newfoundland and Labrador | Municipal or another local authority | Municipal or another local authority | Continuous | Quarterly | Quarterly | 0 | 802.9 | 25893 | 91 | 70 | 25 | 45 | 79 | 25 | 54 |  |  | Approved
28889 | 2019-Q3 | Town of Glovertown | Calvin Saunders Outfall | Glovertown | Newfoundland and Labrador | Municipal or another local authority | Municipal or another local authority | Continuous | Quarterly | Quarterly | 0 | 802.9 | 15988 | 92 | 94 | 25 | 69 | 123 | 25 | 98 |  |  | Approved
28889 | 2019-Q4 | Town of Glovertown | Calvin Saunders Outfall | Glovertown | Newfoundland and Labrador | Municipal or another local authority | Municipal or another local authority | Continuous | Quarterly | Quarterly | 0 | 802.9 | 14541 | 92 | 70 | 25 | 45 | 93 | 25 | 68 |  |  | Approved
28889 | 2020-Q1 | Town of Glovertown | Calvin Saunders Outfall | Glovertown | Newfoundland and Labrador | Municipal or another local authority | Municipal or another local authority | Continuous | Quarterly | Quarterly | 0 | 211.5 | 11648 | 91 | 106 | 25 | 81 | 98 | 25 | 73 |  |  | Approved
28889 | 2020-Q2 | Town of Glovertown | Calvin Saunders Outfall | Glovertown | Newfoundland and Labrador | Municipal or another local authority | Municipal or another local authority | Continuous | Quarterly | Quarterly | 0 | 211.5 | 26936 | 91 | 89 | 25 | 64 | 66 | 25 | 41 |  |  | Approved
28889 | 2020-Q3 | Town of Glovertown | Calvin Saunders Outfall | Glovertown | Newfoundland and Labrador | Municipal or another local authority | Municipal or another local authority | Continuous | Quarterly | Quarterly | 0 | 211.5 | 18460 | 92 | 146 | 25 | 121 | 86 | 25 | 61 |  |  | Approved
28889 | 2020-Q4 | Town of Glovertown | Calvin Saunders Outfall | Glovertown | Newfoundland and Labrador | Municipal or another local authority | Municipal or another local authority | Continuous | Quarterly | Quarterly | 0 | 211.5 | 24506 | 92 | 145 | 25 | 120 | 347 | 25 | 322 |  |  | Approved
28889 | 2021-Q1 | Town of Glovertown | Calvin Saunders Outfall | Glovertown | Newfoundland and Labrador | Municipal or another local authority | Municipal or another local authority | Continuous | Quarterly | Quarterly | 0 | 222.8 | 24916 | 90 | 168 | 25 | 143 | 177 | 25 | 152 |  |  | Approved
28889 | 2021-Q2 | Town of Glovertown | Calvin Saunders Outfall | Glovertown | Newfoundland and Labrador | Municipal or another local authority | Municipal or another local authority | Continuous | Quarterly | Quarterly | 0 | 222.8 | 23222 | 91 | 113 | 25 | 88 | 94 | 25 | 69 |  |  | Approved
28889 | 2021-Q3 | Town of Glovertown | Calvin Saunders Outfall | Glovertown | Newfoundland and Labrador | Municipal or another local authority | Municipal or another local authority | Continuous | Quarterly | Quarterly | 0 | 222.8 | 15131 | 92 | 120 | 25 | 95 | 153 | 25 | 128 |  |  | Approved
28889 | 2021-Q4 | Town of Glovertown | Calvin Saunders Outfall | Glovertown | Newfoundland and Labrador | Municipal or another local authority | Municipal or another local authority | Continuous | Quarterly | Quarterly | 0 | 222.8 | 22735 | 92 | 84 | 25 | 59 | 61 | 25 | 36 |  |  | Approved
28889 | 2022-Q1 | Town of Glovertown | Calvin Saunders Outfall | Glovertown | Newfoundland and Labrador | Municipal or another local authority | Municipal or another local authority | Continuous | Quarterly | Quarterly | 0 | 235.6 | 25861 | 90 | 127 | 25 | 102 | 100 | 25 | 75 |  |  | Approved
28889 | 2022-Q2 | Town of Glovertown | Calvin Saunders Outfall | Glovertown | Newfoundland and Labrador | Municipal or another local authority | Municipal or another local authority | Continuous | Quarterly | Quarterly | 0 | 235.6 | 28856 | 91 | 156 | 25 | 131 | 117 | 25 | 92 |  |  | Approved
28889 | 2022-Q3 | Town of Glovertown | Calvin Saunders Outfall | Glovertown | Newfoundland and Labrador | Municipal or another local authority | Municipal or another local authority | Continuous | Quarterly | Quarterly | 0 | 235.6 | 19193 | 92 | 99 | 25 | 74 | 103 | 25 | 78 |  |  | Approved
28889 | 2022-Q4 | Town of Glovertown | Calvin Saunders Outfall | Glovertown | Newfoundland and Labrador | Municipal or another local authority | Municipal or another local authority | Continuous | Quarterly | Quarterly | 0 | 235.6 | 31208 | 92 | 139 | 25 | 114 | 297 | 25 | 272 |  |  | Approved
28889 | 2023-Q1 | Town of Glovertown | Calvin Saunders Outfall | Glovertown | Newfoundland and Labrador | Municipal or another local authority | Municipal or another local authority | Continuous | Quarterly | Quarterly | 0 | 288 | 43957 | 90 | 137 | 25 | 112 | 549 | 25 | 524 |  |  | Approved
28889 | 2023-Q2 | Town of Glovertown | Calvin Saunders Outfall | Glovertown | Newfoundland and Labrador | Municipal or another local authority | Municipal or another local authority | Continuous | Quarterly | Quarterly | 0 | 288 | 33127 | 91 | 86 | 25 | 61 | 81 | 25 | 56 |  |  | Approved
28889 | 2023-Q3 | Town of Glovertown | Calvin Saunders Outfall | Glovertown | Newfoundland and Labrador | Municipal or another local authority | Municipal or another local authority | Continuous | Quarterly | Quarterly | 0 | 288 | 16913 | 92 | 145 | 25 | 120 | 574 | 25 | 549 |  |  | Approved
28889 | 2023-Q4 | Town of Glovertown | Calvin Saunders Outfall | Glovertown | Newfoundland and Labrador | Municipal or another local authority | Municipal or another local authority | Continuous | Quarterly | Quarterly | 0 | 288 | 28027 | 92 | 57 | 25 | 32 | 35 | 25 | 10 |  |  | Approved
28889 | 2024-Q1 | Town of Glovertown | Calvin Saunders Outfall | Glovertown | Newfoundland and Labrador | Municipal or another local authority | Municipal or another local authority | Continuous | Quarterly | Quarterly | 0 | 334.3 | 33255 | 91 | 60 | 25 | 35 | 75 | 25 | 50 |  |  | Approved
28889 | 2024-Q2 | Town of Glovertown | Calvin Saunders Outfall | Glovertown | Newfoundland and Labrador | Municipal or another local authority | Municipal or another local authority | Continuous | Quarterly | Quarterly | 0 | 334.3 | 34784 | 91 | 60 | 25 | 35 | 174 | 25 | 149 |  |  | Approved
28889 | 2024-Q3 | Town of Glovertown | Calvin Saunders Outfall | Glovertown | Newfoundland and Labrador | Municipal or another local authority | Municipal or another local authority | Continuous | Quarterly | Quarterly | 0 | 334.3 | 19154 | 92 | 100 | 25 | 75 | 86 | 25 | 61 |  |  | Approved
28889 | 2024-Q4 | Town of Glovertown | Calvin Saunders Outfall | Glovertown | Newfoundland and Labrador | Municipal or another local authority | Municipal or another local authority | Continuous | Quarterly | Quarterly | 0 | 334.3 | 34880 | 92 | 76 | 25 | 51 | 65 | 25 | 40 |  |  | Approved
28890 | 2016-Q3 | Town of Glovertown | Stroud's Point Outfall | Glovertown | Newfoundland and Labrador | Municipal or another local authority | Municipal or another local authority | Continuous | Quarterly | Quarterly | 0 | 125 | 17116 | 63 | 92 | 25 | 67 | 86 | 25 | 61 |  |  | Approved
28890 | 2016-Q4 | Town of Glovertown | Stroud's Point Outfall | Glovertown | Newfoundland and Labrador | Municipal or another local authority | Municipal or another local authority | Continuous | Quarterly | Quarterly | 0 | 125 | 25089 | 92 | 5 | 25 | -20 | 34 | 25 | 9 |  |  | Approved
28890 | 2017-Q1 | Town of Glovertown | Stroud's Point Outfall | Glovertown | Newfoundland and Labrador | Municipal or another local authority | Municipal or another local authority | Continuous | Quarterly | Quarterly | 0 | 125 | 15824 | 90 | 18 | 25 | -7 | 16 | 25 | -9 |  |  | Approved
28890 | 2017-Q2 | Town of Glovertown | Stroud's Point Outfall | Glovertown | Newfoundland and Labrador | Municipal or another local authority | Municipal or another local authority | Continuous | Quarterly | Quarterly | 0 | 125 | 21202 | 91 | 33 | 25 | 8 | 51 | 25 | 26 |  |  | Approved
28890 | 2017-Q3 | Town of Glovertown | Stroud's Point Outfall | Glovertown | Newfoundland and Labrador | Municipal or another local authority | Municipal or another local authority | Continuous | Quarterly | Quarterly | 0 | 125 | 19596 | 92 | 26 | 25 | 1 | 29 | 25 | 4 |  |  | Approved
28890 | 2017-Q4 | Town of Glovertown | Stroud's Point Outfall | Glovertown | Newfoundland and Labrador | Municipal or another local authority | Municipal or another local authority | Continuous | Quarterly | Quarterly | 0 | 125 | 51445 | 92 | 42 | 25 | 17 | 36 | 25 | 11 |  |  | Approved
28890 | 2018-Q1 | Town of Glovertown | Stroud's Point Outfall | Glovertown | Newfoundland and Labrador | Municipal or another local authority | Municipal or another local authority | Continuous | Quarterly | Quarterly | 0 | 296.1 | 82038 | 90 | 34 | 25 | 9 | 24 | 25 | -1 |  |  | Approved
28890 | 2018-Q2 | Town of Glovertown | Stroud's Point Outfall | Glovertown | Newfoundland and Labrador | Municipal or another local authority | Municipal or another local authority | Continuous | Quarterly | Quarterly | 0 | 296.1 | 23488 | 91 | 74 | 25 | 49 | 121 | 25 | 96 |  |  | Approved
28890 | 2018-Q3 | Town of Glovertown | Stroud's Point Outfall | Glovertown | Newfoundland and Labrador | Municipal or another local authority | Municipal or another local authority | Continuous | Quarterly | Quarterly | 0 | 296.1 | 33906 | 92 | 133 | 25 | 108 | 158 | 25 | 133 |  |  | Approved
28890 | 2018-Q4 | Town of Glovertown | Stroud's Point Outfall | Glovertown | Newfoundland and Labrador | Municipal or another local authority | Municipal or another local authority | Continuous | Quarterly | Quarterly | 0 | 296.1 | 57058.9 | 92 | 89 | 25 | 64 | 115 | 25 | 90 |  |  | Approved
28890 | 2019-Q1 | Town of Glovertown | Stroud's Point Outfall | Glovertown | Newfoundland and Labrador | Municipal or another local authority | Municipal or another local authority | Continuous | Quarterly | Quarterly | 0 | 538.3 | 39003 | 90 | 101 | 25 | 76 | 83 | 25 | 58 |  |  | Approved
28890 | 2019-Q2 | Town of Glovertown | Stroud's Point Outfall | Glovertown | Newfoundland and Labrador | Municipal or another local authority | Municipal or another local authority | Continuous | Quarterly | Quarterly | 0 | 538.3 | 50833 | 91 | 34 | 25 | 9 | 33 | 25 | 8 |  |  | Approved
28890 | 2019-Q3 | Town of Glovertown | Stroud's Point Outfall | Glovertown | Newfoundland and Labrador | Municipal or another local authority | Municipal or another local authority | Continuous | Quarterly | Quarterly | 0 | 538.3 | 41490 | 92 | 64 | 25 | 39 | 91 | 25 | 66 |  |  | Approved
28890 | 2019-Q4 | Town of Glovertown | Stroud's Point Outfall | Glovertown | Newfoundland and Labrador | Municipal or another local authority | Municipal or another local authority | Continuous | Quarterly | Quarterly | 0 | 538.3 | 55980 | 92 | 23 | 25 | -2 | 30 | 25 | 5 |  |  | Approved
28890 | 2020-Q1 | Town of Glovertown | Stroud's Point Outfall | Glovertown | Newfoundland and Labrador | Municipal or another local authority | Municipal or another local authority | Continuous | Quarterly | Quarterly | 0 | 513.2 | 41769 | 91 | 59 | 25 | 34 | 42 | 25 | 17 |  |  | Approved
28890 | 2020-Q2 | Town of Glovertown | Stroud's Point Outfall | Glovertown | Newfoundland and Labrador | Municipal or another local authority | Municipal or another local authority | Continuous | Quarterly | Quarterly | 0 | 513.2 | 75166 | 91 | 41 | 25 | 16 | 19 | 25 | -6 |  |  | Approved
28890 | 2020-Q3 | Town of Glovertown | Stroud's Point Outfall | Glovertown | Newfoundland and Labrador | Municipal or another local authority | Municipal or another local authority | Continuous | Quarterly | Quarterly | 0 | 513.2 | 45766 | 92 | 94 | 25 | 69 | 72 | 25 | 47 |  |  | Approved
28890 | 2020-Q4 | Town of Glovertown | Stroud's Point Outfall | Glovertown | Newfoundland and Labrador | Municipal or another local authority | Municipal or another local authority | Continuous | Quarterly | Quarterly | 0 | 513.2 | 65619 | 92 | 40 | 25 | 15 | 40 | 25 | 15 |  |  | Approved
28890 | 2021-Q1 | Town of Glovertown | Stroud's Point Outfall | Glovertown | Newfoundland and Labrador | Municipal or another local authority | Municipal or another local authority | Continuous | Quarterly | Quarterly | 0 | 623.8 | 80946 | 90 | 46 | 25 | 21 | 46 | 25 | 21 |  |  | Approved
28890 | 2021-Q2 | Town of Glovertown | Stroud's Point Outfall | Glovertown | Newfoundland and Labrador | Municipal or another local authority | Municipal or another local authority | Continuous | Quarterly | Quarterly | 0 | 623.8 | 89478 | 91 | 37 | 25 | 12 | 33 | 25 | 8 |  |  | Approved
28890 | 2021-Q3 | Town of Glovertown | Stroud's Point Outfall | Glovertown | Newfoundland and Labrador | Municipal or another local authority | Municipal or another local authority | Continuous | Quarterly | Quarterly | 0 | 623.8 | 49200 | 92 | 91 | 25 | 66 | 96 | 25 | 71 |  |  | Approved
28890 | 2021-Q4 | Town of Glovertown | Stroud's Point Outfall | Glovertown | Newfoundland and Labrador | Municipal or another local authority | Municipal or another local authority | Continuous | Quarterly | Quarterly | 0 | 623.8 | 90599 | 92 | 63 | 25 | 38 | 37 | 25 | 12 |  |  | Approved
28890 | 2022-Q1 | Town of Glovertown | Stroud's Point Outfall | Glovertown | Newfoundland and Labrador | Municipal or another local authority | Municipal or another local authority | Continuous | Quarterly | Quarterly | 0 | 849.9 | 84935 | 90 | 75 | 25 | 50 | 52 | 25 | 27 |  |  | Approved
28890 | 2022-Q2 | Town of Glovertown | Stroud's Point Outfall | Glovertown | Newfoundland and Labrador | Municipal or another local authority | Municipal or another local authority | Continuous | Quarterly | Quarterly | 0 | 849.9 | 78437 | 91 | 123 | 25 | 98 | 42 | 25 | 17 |  |  | Approved
28890 | 2022-Q3 | Town of Glovertown | Stroud's Point Outfall | Glovertown | Newfoundland and Labrador | Municipal or another local authority | Municipal or another local authority | Continuous | Quarterly | Quarterly | 0 | 849.9 | 46305 | 92 | 132 | 25 | 107 | 163 | 25 | 138 |  |  | Approved
28890 | 2022-Q4 | Town of Glovertown | Stroud's Point Outfall | Glovertown | Newfoundland and Labrador | Municipal or another local authority | Municipal or another local authority | Continuous | Quarterly | Quarterly | 0 | 849.9 | 69230 | 92 | 109 | 25 | 84 | 87 | 25 | 62 |  |  | Approved
28890 | 2023-Q1 | Town of Glovertown | Stroud's Point Outfall | Glovertown | Newfoundland and Labrador | Municipal or another local authority | Municipal or another local authority | Continuous | Quarterly | Quarterly | 0 | 764.1 | 75867 | 90 | 80 | 25 | 55 | 56 | 25 | 31 |  |  | Approved
28890 | 2023-Q2 | Town of Glovertown | Stroud's Point Outfall | Glovertown | Newfoundland and Labrador | Municipal or another local authority | Municipal or another local authority | Continuous | Quarterly | Quarterly | 0 | 764.1 | 74952 | 91 | 34 | 25 | 9 | 27 | 25 | 2 |  |  | Approved
28890 | 2023-Q3 | Town of Glovertown | Stroud's Point Outfall | Glovertown | Newfoundland and Labrador | Municipal or another local authority | Municipal or another local authority | Continuous | Quarterly | Quarterly | 0 | 764.1 | 74577 | 92 | 28 | 25 | 3 | 40 | 25 | 15 |  |  | Approved
28890 | 2023-Q4 | Town of Glovertown | Stroud's Point Outfall | Glovertown | Newfoundland and Labrador | Municipal or another local authority | Municipal or another local authority | Continuous | Quarterly | Quarterly | 0 | 764.1 | 70837 | 92 | 32 | 25 | 7 | 26 | 25 | 1 |  |  | Approved
28890 | 2024-Q1 | Town of Glovertown | Stroud's Point Outfall | Glovertown | Newfoundland and Labrador | Municipal or another local authority | Municipal or another local authority | Continuous | Quarterly | Quarterly | 0 | 811.6 | 94232 | 91 | 35 | 25 | 10 | 42 | 25 | 17 |  |  | Approved
28890 | 2024-Q2 | Town of Glovertown | Stroud's Point Outfall | Glovertown | Newfoundland and Labrador | Municipal or another local authority | Municipal or another local authority | Continuous | Quarterly | Quarterly | 0 | 811.6 | 59261 | 91 | 45 | 25 | 20 | 32 | 25 | 7 |  |  | Approved
28890 | 2024-Q3 | Town of Glovertown | Stroud's Point Outfall | Glovertown | Newfoundland and Labrador | Municipal or another local authority | Municipal or another local authority | Continuous | Quarterly | Quarterly | 0 | 811.6 | 33941 | 92 | 43 | 25 | 18 | 38 | 25 | 13 |  |  | Approved
28890 | 2024-Q4 | Town of Glovertown | Stroud's Point Outfall | Glovertown | Newfoundland and Labrador | Municipal or another local authority | Municipal or another local authority | Continuous | Quarterly | Quarterly | 0 | 811.6 | 68075 | 92 | 29 | 25 | 4 | 30 | 25 | 5 |  |  | Approved
28891 | 2016-Q3 | Town of Glovertown | Harris Road Outfall | Glovertown | Newfoundland and Labrador | Municipal or another local authority | Municipal or another local authority | Continuous | Quarterly | Quarterly | 0 | 108 | 4128 | 77 | 53 | 25 | 28 | 78 | 25 | 53 |  |  | Approved
28891 | 2016-Q4 | Town of Glovertown | Harris Road Outfall | Glovertown | Newfoundland and Labrador | Municipal or another local authority | Municipal or another local authority | Continuous | Quarterly | Quarterly | 0 | 108 | 5791 | 92 | 5 | 25 | -20 | 34 | 25 | 9 |  |  | Approved
28891 | 2017-Q1 | Town of Glovertown | Harris Road Outfall | Glovertown | Newfoundland and Labrador | Municipal or another local authority | Municipal or another local authority | Continuous | Quarterly | Quarterly | 0 | 108 | 2645 | 90 | 24 | 25 | -1 | 30 | 25 | 5 |  |  | Approved
28891 | 2017-Q2 | Town of Glovertown | Harris Road Outfall | Glovertown | Newfoundland and Labrador | Municipal or another local authority | Municipal or another local authority | Continuous | Quarterly | Quarterly | 0 | 108 | 29653 | 91 | 35 | 25 | 10 | 54 | 25 | 29 |  |  | Approved
28891 | 2017-Q3 | Town of Glovertown | Harris Road Outfall | Glovertown | Newfoundland and Labrador | Municipal or another local authority | Municipal or another local authority | Continuous | Quarterly | Quarterly | 0 | 108 | 29002 | 92 | 23 | 25 | -2 | 50 | 25 | 25 |  |  | Approved
28891 | 2017-Q4 | Town of Glovertown | Harris Road Outfall | Glovertown | Newfoundland and Labrador | Municipal or another local authority | Municipal or another local authority | Continuous | Quarterly | Quarterly | 0 | 108 | 23127 | 92 | 26 | 25 | 1 | 25 | 25 | 0 |  |  | Approved
28891 | 2018-Q1 | Town of Glovertown | Harris Road Outfall | Glovertown | Newfoundland and Labrador | Municipal or another local authority | Municipal or another local authority | Continuous | Quarterly | Quarterly | 0 | 231.3 | 25760 | 90 | 58 | 25 | 33 | 105 | 25 | 80 |  |  | Approved
28891 | 2018-Q2 | Town of Glovertown | Harris Road Outfall | Glovertown | Newfoundland and Labrador | Municipal or another local authority | Municipal or another local authority | Continuous | Quarterly | Quarterly | 0 | 231.3 | 26611 | 91 | 97 | 25 | 72 | 157 | 25 | 132 |  |  | Approved
28891 | 2018-Q3 | Town of Glovertown | Harris Road Outfall | Glovertown | Newfoundland and Labrador | Municipal or another local authority | Municipal or another local authority | Continuous | Quarterly | Quarterly | 0 | 231.3 | 17230 | 92 | 182 | 25 | 157 | 541 | 25 | 516 |  |  | Approved
28891 | 2018-Q4 | Town of Glovertown | Harris Road Outfall | Glovertown | Newfoundland and Labrador | Municipal or another local authority | Municipal or another local authority | Continuous | Quarterly | Quarterly | 0 | 231.3 | 24807.4 | 92 | 78 | 25 | 53 | 54 | 25 | 29 |  |  | Approved
28891 | 2019-Q1 | Town of Glovertown | Harris Road Outfall | Glovertown | Newfoundland and Labrador | Municipal or another local authority | Municipal or another local authority | Continuous | Quarterly | Quarterly | 0 | 258.7 | 26292 | 90 | 180 | 25 | 155 | 191 | 25 | 166 |  |  | Approved
28891 | 2019-Q2 | Town of Glovertown | Harris Road Outfall | Glovertown | Newfoundland and Labrador | Municipal or another local authority | Municipal or another local authority | Continuous | Quarterly | Quarterly | 0 | 258.7 | 26749 | 91 | 98 | 25 | 73 | 96 | 25 | 71 |  |  | Approved
28891 | 2019-Q3 | Town of Glovertown | Harris Road Outfall | Glovertown | Newfoundland and Labrador | Municipal or another local authority | Municipal or another local authority | Continuous | Quarterly | Quarterly | 0 | 258.7 | 25565 | 92 | 180 | 25 | 155 | 310 | 25 | 285 |  |  | Approved
28891 | 2019-Q4 | Town of Glovertown | Harris Road Outfall | Glovertown | Newfoundland and Labrador | Municipal or another local authority | Municipal or another local authority | Continuous | Quarterly | Quarterly | 0 | 258.7 | 35578 | 92 | 34 | 25 | 9 | 54 | 25 | 29 |  |  | Approved
28891 | 2020-Q1 | Town of Glovertown | Harris Road Outfall | Glovertown | Newfoundland and Labrador | Municipal or another local authority | Municipal or another local authority | Continuous | Quarterly | Quarterly | 0 | 312.8 | 30394 | 91 | 79 | 25 | 54 | 78 | 25 | 53 |  |  | Approved
28891 | 2020-Q2 | Town of Glovertown | Harris Road Outfall | Glovertown | Newfoundland and Labrador | Municipal or another local authority | Municipal or another local authority | Continuous | Quarterly | Quarterly | 0 | 312.8 | 34398 | 91 | 149 | 25 | 124 | 113 | 25 | 88 |  |  | Approved
28891 | 2020-Q3 | Town of Glovertown | Harris Road Outfall | Glovertown | Newfoundland and Labrador | Municipal or another local authority | Municipal or another local authority | Continuous | Quarterly | Quarterly | 0 | 312.8 | 14521 | 92 | 132 | 25 | 107 | 107 | 25 | 82 |  |  | Approved
28891 | 2020-Q4 | Town of Glovertown | Harris Road Outfall | Glovertown | Newfoundland and Labrador | Municipal or another local authority | Municipal or another local authority | Continuous | Quarterly | Quarterly | 0 | 312.8 | 23538 | 92 | 130 | 25 | 105 | 129 | 25 | 104 |  |  | Approved
28891 | 2021-Q1 | Town of Glovertown | Harris Road Outfall | Glovertown | Newfoundland and Labrador | Municipal or another local authority | Municipal or another local authority | Continuous | Quarterly | Quarterly | 0 | 281 | 29607 | 90 | 176 | 25 | 151 | 167 | 25 | 142 |  |  | Approved
28891 | 2021-Q2 | Town of Glovertown | Harris Road Outfall | Glovertown | Newfoundland and Labrador | Municipal or another local authority | Municipal or another local authority | Continuous | Quarterly | Quarterly | 0 | 281 | 29461 | 91 | 85 | 25 | 60 | 62 | 25 | 37 |  |  | Approved
28891 | 2021-Q3 | Town of Glovertown | Harris Road Outfall | Glovertown | Newfoundland and Labrador | Municipal or another local authority | Municipal or another local authority | Continuous | Quarterly | Quarterly | 0 | 281 | 14763 | 92 | 135 | 25 | 110 | 73 | 25 | 48 |  |  | Approved
28891 | 2021-Q4 | Town of Glovertown | Harris Road Outfall | Glovertown | Newfoundland and Labrador | Municipal or another local authority | Municipal or another local authority | Continuous | Quarterly | Quarterly | 0 | 281 | 16543 | 92 | 154 | 25 | 129 | 91 | 25 | 66 |  |  | Approved
28891 | 2022-Q1 | Town of Glovertown | Harris Road Outfall | Glovertown | Newfoundland and Labrador | Municipal or another local authority | Municipal or another local authority | Continuous | Quarterly | Quarterly | 0 | 247.6 | 27357 | 90 | 121 | 25 | 96 | 183 | 25 | 158 |  |  | Approved
28891 | 2022-Q2 | Town of Glovertown | Harris Road Outfall | Glovertown | Newfoundland and Labrador | Municipal or another local authority | Municipal or another local authority | Continuous | Quarterly | Quarterly | 0 | 247.6 | 28244 | 91 | 160 | 25 | 135 | 122 | 25 | 97 |  |  | Approved
28891 | 2022-Q3 | Town of Glovertown | Harris Road Outfall | Glovertown | Newfoundland and Labrador | Municipal or another local authority | Municipal or another local authority | Continuous | Quarterly | Quarterly | 0 | 247.6 | 13678 | 92 | 181 | 25 | 156 | 149 | 25 | 124 |  |  | Approved
28891 | 2022-Q4 | Town of Glovertown | Harris Road Outfall | Glovertown | Newfoundland and Labrador | Municipal or another local authority | Municipal or another local authority | Continuous | Quarterly | Quarterly | 0 | 247.6 | 5290 | 92 | 92 | 25 | 67 | 100 | 25 | 75 |  |  | Approved
28891 | 2023-Q1 | Town of Glovertown | Harris Road Outfall | Glovertown | Newfoundland and Labrador | Municipal or another local authority | Municipal or another local authority | Continuous | Quarterly | Quarterly | 0 | 204.3 | 15808 | 90 | 138 | 25 | 113 | 171 | 25 | 146 |  |  | Approved
28891 | 2023-Q2 | Town of Glovertown | Harris Road Outfall | Glovertown | Newfoundland and Labrador | Municipal or another local authority | Municipal or another local authority | Continuous | Quarterly | Quarterly | 0 | 204.3 | 16962 | 91 | 92 | 25 | 67 | 66 | 25 | 41 |  |  | Approved
28891 | 2023-Q3 | Town of Glovertown | Harris Road Outfall | Glovertown | Newfoundland and Labrador | Municipal or another local authority | Municipal or another local authority | Continuous | Quarterly | Quarterly | 0 | 204.3 | 11089 | 92 | 100 | 25 | 75 | 105 | 25 | 80 |  |  | Approved
28891 | 2023-Q4 | Town of Glovertown | Harris Road Outfall | Glovertown | Newfoundland and Labrador | Municipal or another local authority | Municipal or another local authority | Continuous | Quarterly | Quarterly | 0 | 204.3 | 16893 | 92 | 137 | 25 | 112 | 132 | 25 | 107 |  |  | Approved
28891 | 2024-Q1 | Town of Glovertown | Harris Road Outfall | Glovertown | Newfoundland and Labrador | Municipal or another local authority | Municipal or another local authority | Continuous | Quarterly | Quarterly | 0 | 166.4 | 16555 | 91 | 145 | 25 | 120 | 137 | 25 | 112 |  |  | Approved
28891 | 2024-Q2 | Town of Glovertown | Harris Road Outfall | Glovertown | Newfoundland and Labrador | Municipal or another local authority | Municipal or another local authority | Continuous | Quarterly | Quarterly | 0 | 166.4 | 30644 | 91 | 76 | 25 | 51 | 63 | 25 | 38 |  |  | Approved
28891 | 2024-Q3 | Town of Glovertown | Harris Road Outfall | Glovertown | Newfoundland and Labrador | Municipal or another local authority | Municipal or another local authority | Continuous | Quarterly | Quarterly | 0 | 166.4 | 13678 | 92 | 210 | 25 | 185 | 302 | 25 | 277 |  |  | Approved
28891 | 2024-Q4 | Town of Glovertown | Harris Road Outfall | Glovertown | Newfoundland and Labrador | Municipal or another local authority | Municipal or another local authority | Continuous | Quarterly | Quarterly | 0 | 166.4 | 25355 | 92 | 35 | 25 | 10 | 41 | 25 | 16 |  |  | Approved
28892 | 2016-Q3 | Town of Glovertown | Randell's Ave Outfall | Glovertown | Newfoundland and Labrador | Municipal or another local authority | Municipal or another local authority | Continuous | Quarterly | Quarterly | 0 | 176 | 14103 | 77 | 58 | 25 | 33 | 84 | 25 | 59 |  |  | Approved
28892 | 2016-Q4 | Town of Glovertown | Randell's Ave Outfall | Glovertown | Newfoundland and Labrador | Municipal or another local authority | Municipal or another local authority | Continuous | Quarterly | Quarterly | 0 | 176 | 12536 | 92 | 3 | 25 | -22 | 33 | 25 | 8 |  |  | Approved
28892 | 2017-Q1 | Town of Glovertown | Randell's Ave Outfall | Glovertown | Newfoundland and Labrador | Municipal or another local authority | Municipal or another local authority | Continuous | Quarterly | Quarterly | 0 | 176 | 9540 | 90 | 27 | 25 | 2 | 21 | 25 | -4 |  |  | Approved
28892 | 2017-Q2 | Town of Glovertown | Randell's Ave Outfall | Glovertown | Newfoundland and Labrador | Municipal or another local authority | Municipal or another local authority | Continuous | Quarterly | Quarterly | 0 | 176 | 17868 | 91 | 35 | 25 | 10 | 65 | 25 | 40 |  |  | Approved
28892 | 2017-Q3 | Town of Glovertown | Randell's Ave Outfall | Glovertown | Newfoundland and Labrador | Municipal or another local authority | Municipal or another local authority | Continuous | Quarterly | Quarterly | 0 | 176 | 9666 | 92 | 30 | 25 | 5 | 40 | 25 | 15 |  |  | Approved
28892 | 2017-Q4 | Town of Glovertown | Randell's Ave Outfall | Glovertown | Newfoundland and Labrador | Municipal or another local authority | Municipal or another local authority | Continuous | Quarterly | Quarterly | 0 | 176 | 12493 | 92 | 30 | 25 | 5 | 35 | 25 | 10 |  |  | Approved
28892 | 2018-Q1 | Town of Glovertown | Randell's Ave Outfall | Glovertown | Newfoundland and Labrador | Municipal or another local authority | Municipal or another local authority | Continuous | Quarterly | Quarterly | 0 | 135.8 | 30432 | 90 | 59 | 25 | 34 | 181 | 25 | 156 |  |  | Approved
28892 | 2018-Q2 | Town of Glovertown | Randell's Ave Outfall | Glovertown | Newfoundland and Labrador | Municipal or another local authority | Municipal or another local authority | Continuous | Quarterly | Quarterly | 0 | 135.8 | 49691 | 91 | 82 | 25 | 57 | 187 | 25 | 162 |  |  | Approved
28892 | 2018-Q3 | Town of Glovertown | Randell's Ave Outfall | Glovertown | Newfoundland and Labrador | Municipal or another local authority | Municipal or another local authority | Continuous | Quarterly | Quarterly | 0 | 135.8 | 32201 | 92 | 182 | 25 | 157 | 186 | 25 | 161 |  |  | Approved
28892 | 2018-Q4 | Town of Glovertown | Randell's Ave Outfall | Glovertown | Newfoundland and Labrador | Municipal or another local authority | Municipal or another local authority | Continuous | Quarterly | Quarterly | 0 | 135.8 | 33610.4 | 92 | 95 | 25 | 70 | 84 | 25 | 59 |  |  | Approved
28892 | 2019-Q1 | Town of Glovertown | Randell's Ave Outfall | Glovertown | Newfoundland and Labrador | Municipal or another local authority | Municipal or another local authority | Continuous | Quarterly | Quarterly | 0 | 399.8 | 34477 | 90 | 108 | 25 | 83 | 104 | 25 | 79 |  |  | Approved
28892 | 2019-Q2 | Town of Glovertown | Randell's Ave Outfall | Glovertown | Newfoundland and Labrador | Municipal or another local authority | Municipal or another local authority | Continuous | Quarterly | Quarterly | 0 | 399.8 | 51677 | 91 | 74 | 25 | 49 | 49 | 25 | 24 |  |  | Approved
28892 | 2019-Q3 | Town of Glovertown | Randell's Ave Outfall | Glovertown | Newfoundland and Labrador | Municipal or another local authority | Municipal or another local authority | Continuous | Quarterly | Quarterly | 0 | 399.8 | 34210 | 92 | 266 | 25 | 241 | 869 | 25 | 844 |  |  | Approved
28892 | 2019-Q4 | Town of Glovertown | Randell's Ave Outfall | Glovertown | Newfoundland and Labrador | Municipal or another local authority | Municipal or another local authority | Continuous | Quarterly | Quarterly | 0 | 399.8 | 26956 | 92 | 124 | 25 | 99 | 97 | 25 | 72 |  |  | Approved
28892 | 2020-Q1 | Town of Glovertown | Randell's Ave Outfall | Glovertown | Newfoundland and Labrador | Municipal or another local authority | Municipal or another local authority | Continuous | Quarterly | Quarterly | 0 | 403.6 | 29120 | 91 | 165 | 25 | 140 | 159 | 25 | 134 |  |  | Approved
28892 | 2020-Q2 | Town of Glovertown | Randell's Ave Outfall | Glovertown | Newfoundland and Labrador | Municipal or another local authority | Municipal or another local authority | Continuous | Quarterly | Quarterly | 0 | 403.6 | 43134 | 91 | 97 | 25 | 72 | 93 | 25 | 68 |  |  | Approved
28892 | 2020-Q3 | Town of Glovertown | Randell's Ave Outfall | Glovertown | Newfoundland and Labrador | Municipal or another local authority | Municipal or another local authority | Continuous | Quarterly | Quarterly | 0 | 403.6 | 8074 | 92 | 167 | 25 | 142 | 118 | 25 | 93 |  |  | Approved
28892 | 2020-Q4 | Town of Glovertown | Randell's Ave Outfall | Glovertown | Newfoundland and Labrador | Municipal or another local authority | Municipal or another local authority | Continuous | Quarterly | Quarterly | 0 | 403.6 | 11552 | 92 | 158 | 25 | 133 | 101 | 25 | 76 |  |  | Approved
28892 | 2021-Q1 | Town of Glovertown | Randell's Ave Outfall | Glovertown | Newfoundland and Labrador | Municipal or another local authority | Municipal or another local authority | Continuous | Quarterly | Quarterly | 0 | 251 | 28147 | 90 | 106 | 25 | 81 | 117 | 25 | 92 |  |  | Approved
28892 | 2021-Q2 | Town of Glovertown | Randell's Ave Outfall | Glovertown | Newfoundland and Labrador | Municipal or another local authority | Municipal or another local authority | Continuous | Quarterly | Quarterly | 0 | 251 | 31213 | 91 | 96 | 25 | 71 | 78 | 25 | 53 |  |  | Approved
28892 | 2021-Q3 | Town of Glovertown | Randell's Ave Outfall | Glovertown | Newfoundland and Labrador | Municipal or another local authority | Municipal or another local authority | Continuous | Quarterly | Quarterly | 0 | 251 | 11529 | 92 | 153 | 25 | 128 | 141 | 25 | 116 |  |  | Approved
28892 | 2021-Q4 | Town of Glovertown | Randell's Ave Outfall | Glovertown | Newfoundland and Labrador | Municipal or another local authority | Municipal or another local authority | Continuous | Quarterly | Quarterly | 0 | 251 | 28421 | 92 | 108 | 25 | 83 | 124 | 25 | 99 |  |  | Approved
28892 | 2022-Q1 | Town of Glovertown | Randell's Ave Outfall | Glovertown | Newfoundland and Labrador | Municipal or another local authority | Municipal or another local authority | Continuous | Quarterly | Quarterly | 0 | 272.1 | 40059 | 90 | 177 | 25 | 152 | 138 | 25 | 113 |  |  | Approved
28892 | 2022-Q2 | Town of Glovertown | Randell's Ave Outfall | Glovertown | Newfoundland and Labrador | Municipal or another local authority | Municipal or another local authority | Continuous | Quarterly | Quarterly | 0 | 272.1 | 41561 | 91 | 200 | 25 | 175 | 101 | 25 | 76 |  |  | Approved
28892 | 2022-Q3 | Town of Glovertown | Randell's Ave Outfall | Glovertown | Newfoundland and Labrador | Municipal or another local authority | Municipal or another local authority | Continuous | Quarterly | Quarterly | 0 | 272.1 | 7645 | 92 | 118 | 25 | 93 | 115 | 25 | 90 |  |  | Approved
28892 | 2022-Q4 | Town of Glovertown | Randell's Ave Outfall | Glovertown | Newfoundland and Labrador | Municipal or another local authority | Municipal or another local authority | Continuous | Quarterly | Quarterly | 0 | 272.1 | 7728 | 92 | 156 | 25 | 131 | 125 | 25 | 100 |  |  | Approved
28892 | 2023-Q1 | Town of Glovertown | Randell's Ave Outfall | Glovertown | Newfoundland and Labrador | Municipal or another local authority | Municipal or another local authority | Continuous | Quarterly | Quarterly | 0 | 265.7 | 34103 | 90 | 126 | 25 | 101 | 103 | 25 | 78 |  |  | Approved
28892 | 2023-Q2 | Town of Glovertown | Randell's Ave Outfall | Glovertown | Newfoundland and Labrador | Municipal or another local authority | Municipal or another local authority | Continuous | Quarterly | Quarterly | 0 | 265.7 | 33704 | 91 | 76 | 25 | 51 | 51 | 25 | 26 |  |  | Approved
28892 | 2023-Q3 | Town of Glovertown | Randell's Ave Outfall | Glovertown | Newfoundland and Labrador | Municipal or another local authority | Municipal or another local authority | Continuous | Quarterly | Quarterly | 0 | 265.7 | 10225 | 92 | 121 | 25 | 96 | 108 | 25 | 83 |  |  | Approved
28892 | 2023-Q4 | Town of Glovertown | Randell's Ave Outfall | Glovertown | Newfoundland and Labrador | Municipal or another local authority | Municipal or another local authority | Continuous | Quarterly | Quarterly | 0 | 265.7 | 26162 | 92 | 130 | 25 | 105 | 114 | 25 | 89 |  |  | Approved
28892 | 2024-Q1 | Town of Glovertown | Randell's Ave Outfall | Glovertown | Newfoundland and Labrador | Municipal or another local authority | Municipal or another local authority | Continuous | Quarterly | Quarterly | 0 | 285.5 | 55057 | 91 | 155 | 25 | 130 | 191 | 25 | 166 |  |  | Approved
28892 | 2024-Q2 | Town of Glovertown | Randell's Ave Outfall | Glovertown | Newfoundland and Labrador | Municipal or another local authority | Municipal or another local authority | Continuous | Quarterly | Quarterly | 0 | 285.5 | 36795 | 91 | 79 | 25 | 54 | 78 | 25 | 53 |  |  | Approved
28892 | 2024-Q3 | Town of Glovertown | Randell's Ave Outfall | Glovertown | Newfoundland and Labrador | Municipal or another local authority | Municipal or another local authority | Continuous | Quarterly | Quarterly | 0 | 285.5 | 10773 | 92 | 138 | 25 | 113 | 98 | 25 | 73 |  |  | Approved
28892 | 2024-Q4 | Town of Glovertown | Randell's Ave Outfall | Glovertown | Newfoundland and Labrador | Municipal or another local authority | Municipal or another local authority | Continuous | Quarterly | Quarterly | 0 | 285.5 | 40090 | 92 | 65 | 25 | 40 | 71 | 25 | 46 |  |  | Approved
29209 | 2016-Q2 | Town of Fortune | Fortune Centennial | Fortune | Newfoundland and Labrador | Municipal or another local authority | Municipal or another local authority | Continuous | Quarterly | Quarterly | 0 | 700 | 32692 | 52 | 34 | 25 | 9 | 26 | 25 | 1 |  |  | Approved
29209 | 2016-Q3 | Town of Fortune | Fortune Centennial | Fortune | Newfoundland and Labrador | Municipal or another local authority | Municipal or another local authority | Continuous | Quarterly | Quarterly | 0 | 700 | 54030 | 92 | 35 | 25 | 10 | 77 | 25 | 52 |  |  | Approved
29209 | 2016-Q4 | Town of Fortune | Fortune Centennial | Fortune | Newfoundland and Labrador | Municipal or another local authority | Municipal or another local authority | Continuous | Quarterly | Quarterly | 0 | 700 | 73233 | 92 | 7 | 25 | -18 | 28 | 25 | 3 |  |  | Approved
29209 | 2017-Q1 | Town of Fortune | Fortune Centennial | Fortune | Newfoundland and Labrador | Municipal or another local authority | Municipal or another local authority | Continuous | Quarterly | Quarterly | 0 | 700 | 84161 | 90 | 33 | 25 | 8 | 40 | 25 | 15 |  |  | Approved
29209 | 2017-Q2 | Town of Fortune | Fortune Centennial | Fortune | Newfoundland and Labrador | Municipal or another local authority | Municipal or another local authority | Continuous | Quarterly | Quarterly | 0 | 700 | 48883 | 91 | 24 | 25 | -1 | 45 | 25 | 20 |  |  | Approved
29209 | 2017-Q3 | Town of Fortune | Fortune Centennial | Fortune | Newfoundland and Labrador | Municipal or another local authority | Municipal or another local authority | Continuous | Quarterly | Quarterly | 0 | 700 | 93584 | 92 | 18 | 25 | -7 | 22 | 25 | -3 |  |  | Approved
29209 | 2017-Q4 | Town of Fortune | Fortune Centennial | Fortune | Newfoundland and Labrador | Municipal or another local authority | Municipal or another local authority | Continuous | Quarterly | Quarterly | 0 | 700 | 96078 | 92 | 29 | 25 | 4 | 35 | 25 | 10 |  |  | Approved
29209 | 2018-Q1 | Town of Fortune | Fortune Centennial | Fortune | Newfoundland and Labrador | Municipal or another local authority | Municipal or another local authority | Continuous | Quarterly | Quarterly | 0 | 884.1 | 129280 | 90 | 28 | 25 | 3 | 58 | 25 | 33 |  |  | Approved
29209 | 2018-Q2 | Town of Fortune | Fortune Centennial | Fortune | Newfoundland and Labrador | Municipal or another local authority | Municipal or another local authority | Continuous | Quarterly | Quarterly | 0 | 884.1 | 85182 | 91 | 16 | 25 | -9 | 12 | 25 | -13 |  |  | Approved
29209 | 2018-Q3 | Town of Fortune | Fortune Centennial | Fortune | Newfoundland and Labrador | Municipal or another local authority | Municipal or another local authority | Continuous | Quarterly | Quarterly | 0 | 884.1 | 33692 | 92 | 25 | 25 | 0 | 29 | 25 | 4 |  |  | Approved
29209 | 2018-Q4 | Town of Fortune | Fortune Centennial | Fortune | Newfoundland and Labrador | Municipal or another local authority | Municipal or another local authority | Continuous | Quarterly | Quarterly | 0 | 884.1 | 31357.6 | 92 | 71 | 25 | 46 | 59 | 25 | 34 |  |  | Approved
29209 | 2019-Q1 | Town of Fortune | Fortune Centennial | Fortune | Newfoundland and Labrador | Municipal or another local authority | Municipal or another local authority | Continuous | Quarterly | Quarterly | 0 | 765.8 | 61840 | 90 | 35 | 25 | 10 | 22 | 25 | -3 |  |  | Approved
29209 | 2019-Q2 | Town of Fortune | Fortune Centennial | Fortune | Newfoundland and Labrador | Municipal or another local authority | Municipal or another local authority | Continuous | Quarterly | Quarterly | 0 | 765.8 | 61873 | 91 | 40 | 25 | 15 | 29 | 25 | 4 |  |  | Approved
29209 | 2019-Q3 | Town of Fortune | Fortune Centennial | Fortune | Newfoundland and Labrador | Municipal or another local authority | Municipal or another local authority | Continuous | Quarterly | Quarterly | 0 | 765.8 | 51789 | 92 | 32 | 25 | 7 | 26 | 25 | 1 |  |  | Approved
29209 | 2019-Q4 | Town of Fortune | Fortune Centennial | Fortune | Newfoundland and Labrador | Municipal or another local authority | Municipal or another local authority | Continuous | Quarterly | Quarterly | 0 | 765.8 | 61467 | 92 | 20 | 25 | -5 | 16 | 25 | -9 |  |  | Approved
29209 | 2020-Q1 | Town of Fortune | Fortune Centennial | Fortune | Newfoundland and Labrador | Municipal or another local authority | Municipal or another local authority | Continuous | Quarterly | Quarterly | 0 | 649.2 | 69524 | 91 | 78 | 25 | 53 | 65 | 25 | 40 |  |  | Approved
29209 | 2020-Q2 | Town of Fortune | Fortune Centennial | Fortune | Newfoundland and Labrador | Municipal or another local authority | Municipal or another local authority | Continuous | Quarterly | Quarterly | 0 | 649.2 | 76440 | 91 | 55 | 25 | 30 | 47 | 25 | 22 |  |  | Approved
29209 | 2020-Q3 | Town of Fortune | Fortune Centennial | Fortune | Newfoundland and Labrador | Municipal or another local authority | Municipal or another local authority | Continuous | Quarterly | Quarterly | 0 | 649.2 | 56195 | 92 | 47 | 25 | 22 | 30 | 25 | 5 |  |  | Approved
29209 | 2020-Q4 | Town of Fortune | Fortune Centennial | Fortune | Newfoundland and Labrador | Municipal or another local authority | Municipal or another local authority | Continuous | Quarterly | Quarterly | 0 | 649.2 | 69988 | 92 | 34 | 25 | 9 | 15 | 25 | -10 |  |  | Approved
29209 | 2021-Q1 | Town of Fortune | Fortune Centennial | Fortune | Newfoundland and Labrador | Municipal or another local authority | Municipal or another local authority | Continuous | Quarterly | Quarterly | 0 | 743.6 | 59775 | 90 | 53 | 25 | 28 | 43 | 25 | 18 |  |  | Approved
29209 | 2021-Q2 | Town of Fortune | Fortune Centennial | Fortune | Newfoundland and Labrador | Municipal or another local authority | Municipal or another local authority | Continuous | Quarterly | Quarterly | 0 | 743.6 | 44938 | 91 | 67 | 25 | 42 | 90 | 25 | 65 |  |  | Approved
29209 | 2021-Q3 | Town of Fortune | Fortune Centennial | Fortune | Newfoundland and Labrador | Municipal or another local authority | Municipal or another local authority | Continuous | Quarterly | Quarterly | 0 | 743.6 | 36811 | 92 | 72 | 25 | 47 | 56 | 25 | 31 |  |  | Approved
29209 | 2021-Q4 | Town of Fortune | Fortune Centennial | Fortune | Newfoundland and Labrador | Municipal or another local authority | Municipal or another local authority | Continuous | Quarterly | Quarterly | 0 | 743.6 | 50984 | 92 | 63 | 25 | 38 | 45 | 25 | 20 |  |  | Approved
29209 | 2022-Q1 | Town of Fortune | Fortune Centennial | Fortune | Newfoundland and Labrador | Municipal or another local authority | Municipal or another local authority | Continuous | Quarterly | Quarterly | 0 | 527.4 | 60785 | 90 | 75 | 25 | 50 | 56 | 25 | 31 |  |  | Approved
29209 | 2022-Q2 | Town of Fortune | Fortune Centennial | Fortune | Newfoundland and Labrador | Municipal or another local authority | Municipal or another local authority | Continuous | Quarterly | Quarterly | 0 | 527.4 | 70033 | 91 | 82 | 25 | 57 | 60 | 25 | 35 |  |  | Approved
29209 | 2022-Q3 | Town of Fortune | Fortune Centennial | Fortune | Newfoundland and Labrador | Municipal or another local authority | Municipal or another local authority | Continuous | Quarterly | Quarterly | 0 | 527.4 | 62180 | 92 | 50 | 25 | 25 | 29 | 25 | 4 |  |  | Approved
29209 | 2022-Q4 | Town of Fortune | Fortune Centennial | Fortune | Newfoundland and Labrador | Municipal or another local authority | Municipal or another local authority | Continuous | Quarterly | Quarterly | 0 | 527.4 | 59425 | 92 | 73 | 25 | 48 | 42 | 25 | 17 |  |  | Approved
29209 | 2023-Q1 | Town of Fortune | Fortune Centennial | Fortune | Newfoundland and Labrador | Municipal or another local authority | Municipal or another local authority | Continuous | Quarterly | Quarterly | 0 | 691.6 | 69045 | 90 | 32 | 25 | 7 | 21 | 25 | -4 |  |  | Approved
29209 | 2023-Q2 | Town of Fortune | Fortune Centennial | Fortune | Newfoundland and Labrador | Municipal or another local authority | Municipal or another local authority | Continuous | Quarterly | Quarterly | 0 | 691.6 | 64425 | 91 | 26 | 25 | 1 | 24 | 25 | -1 |  |  | Approved
29209 | 2023-Q3 | Town of Fortune | Fortune Centennial | Fortune | Newfoundland and Labrador | Municipal or another local authority | Municipal or another local authority | Continuous | Quarterly | Quarterly | 0 | 691.6 | 69749 | 92 | 22 | 25 | -3 | 18 | 25 | -7 |  |  | Approved
29209 | 2023-Q4 | Town of Fortune | Fortune Centennial | Fortune | Newfoundland and Labrador | Municipal or another local authority | Municipal or another local authority | Continuous | Quarterly | Quarterly | 0 | 691.6 | 72436 | 92 | 46 | 25 | 21 | 21 | 25 | -4 |  |  | Approved
29209 | 2024-Q1 | Town of Fortune | Fortune Centennial | Fortune | Newfoundland and Labrador | Municipal or another local authority | Municipal or another local authority | Continuous | Quarterly | Quarterly | 0 | 755.2 | 67847 | 91 | 42 | 25 | 17 | 25 | 25 | 0 |  |  | Approved
29209 | 2024-Q2 | Town of Fortune | Fortune Centennial | Fortune | Newfoundland and Labrador | Municipal or another local authority | Municipal or another local authority | Continuous | Quarterly | Quarterly | 0 | 755.2 | 69032 | 91 | 44 | 25 | 19 | 28 | 25 | 3 |  |  | Approved
29209 | 2024-Q3 | Town of Fortune | Fortune Centennial | Fortune | Newfoundland and Labrador | Municipal or another local authority | Municipal or another local authority | Continuous | Quarterly | Quarterly | 0 | 755.2 | 54590 | 92 | 55 | 25 | 30 | 61 | 25 | 36 |  |  | Approved
29209 | 2024-Q4 | Town of Fortune | Fortune Centennial | Fortune | Newfoundland and Labrador | Municipal or another local authority | Municipal or another local authority | Continuous | Quarterly | Quarterly | 0 | 755.2 | 54380 | 92 | 25 | 25 | 0 | 24 | 25 | -1 |  |  | Approved
29212 | 2016-Q2 | Town of St. Lawrence | 62 Water Street | St Lawrence | Newfoundland and Labrador | Municipal or another local authority | Municipal or another local authority | Continuous | Quarterly | Quarterly | 0 | 400 | 18720 | 52 | 57 | 25 | 32 | 57 | 25 | 32 |  |  | Approved
29212 | 2016-Q3 | Town of St. Lawrence | 62 Water Street | St Lawrence | Newfoundland and Labrador | Municipal or another local authority | Municipal or another local authority | Continuous | Quarterly | Quarterly | 0 | 400 | 20507 | 92 | 52 | 25 | 27 | 84 | 25 | 59 |  |  | Approved
29212 | 2016-Q4 | Town of St. Lawrence | 62 Water Street | St Lawrence | Newfoundland and Labrador | Municipal or another local authority | Municipal or another local authority | Continuous | Quarterly | Quarterly | 0 | 400 | 28817 | 92 | 65 | 25 | 40 | 34 | 25 | 9 |  |  | Approved
29212 | 2017-Q1 | Town of St. Lawrence | 62 Water Street | St Lawrence | Newfoundland and Labrador | Municipal or another local authority | Municipal or another local authority | Continuous | Quarterly | Quarterly | 0 | 400 | 28005 | 90 | 43 | 25 | 18 | 24 | 25 | -1 |  |  | Approved
29212 | 2017-Q2 | Town of St. Lawrence | 62 Water Street | St Lawrence | Newfoundland and Labrador | Municipal or another local authority | Municipal or another local authority | Continuous | Quarterly | Quarterly | 0 | 400 | 26184 | 91 | 28 | 25 | 3 | 53 | 25 | 28 |  |  | Approved
29212 | 2017-Q3 | Town of St. Lawrence | 62 Water Street | St Lawrence | Newfoundland and Labrador | Municipal or another local authority | Municipal or another local authority | Continuous | Quarterly | Quarterly | 0 | 400 | 15474 | 92 | 22 | 25 | -3 | 27 | 25 | 2 |  |  | Approved
29212 | 2017-Q4 | Town of St. Lawrence | 62 Water Street | St Lawrence | Newfoundland and Labrador | Municipal or another local authority | Municipal or another local authority | Continuous | Quarterly | Quarterly | 0 | 400 | 12874 | 92 | 23 | 25 | -2 | 21 | 25 | -4 |  |  | Approved
29212 | 2018-Q1 | Town of St. Lawrence | 62 Water Street | St Lawrence | Newfoundland and Labrador | Municipal or another local authority | Municipal or another local authority | Continuous | Quarterly | Quarterly | 0 | 226.1 | 33529 | 90 | 42 | 25 | 17 | 39 | 25 | 14 |  |  | Approved
29212 | 2018-Q2 | Town of St. Lawrence | 62 Water Street | St Lawrence | Newfoundland and Labrador | Municipal or another local authority | Municipal or another local authority | Continuous | Quarterly | Quarterly | 0 | 226.1 | 18792 | 91 | 119 | 25 | 94 | 113 | 25 | 88 |  |  | Approved
29212 | 2018-Q3 | Town of St. Lawrence | 62 Water Street | St Lawrence | Newfoundland and Labrador | Municipal or another local authority | Municipal or another local authority | Continuous | Quarterly | Quarterly | 0 | 226.1 | 19862 | 92 | 144 | 25 | 119 | 140 | 25 | 115 |  |  | Approved
29212 | 2018-Q4 | Town of St. Lawrence | 62 Water Street | St Lawrence | Newfoundland and Labrador | Municipal or another local authority | Municipal or another local authority | Continuous | Quarterly | Quarterly | 0 | 226.1 | 25342.1 | 92 | 42 | 25 | 17 | 47 | 25 | 22 |  |  | Approved
29212 | 2019-Q1 | Town of St. Lawrence | 62 Water Street | St Lawrence | Newfoundland and Labrador | Municipal or another local authority | Municipal or another local authority | Continuous | Quarterly | Quarterly | 0 | 267.2 | 16858 | 90 | 53 | 25 | 28 | 71 | 25 | 46 |  |  | Approved
29212 | 2019-Q2 | Town of St. Lawrence | 62 Water Street | St Lawrence | Newfoundland and Labrador | Municipal or another local authority | Municipal or another local authority | Continuous | Quarterly | Quarterly | 0 | 267.2 | 19174 | 91 | 64 | 25 | 39 | 96 | 25 | 71 |  |  | Approved
29212 | 2019-Q3 | Town of St. Lawrence | 62 Water Street | St Lawrence | Newfoundland and Labrador | Municipal or another local authority | Municipal or another local authority | Continuous | Quarterly | Quarterly | 0 | 267.2 | 9667 | 92 | 59 | 25 | 34 | 125 | 25 | 100 |  |  | Approved
29212 | 2019-Q4 | Town of St. Lawrence | 62 Water Street | St Lawrence | Newfoundland and Labrador | Municipal or another local authority | Municipal or another local authority | Continuous | Quarterly | Quarterly | 0 | 267.2 | 12133 | 92 | 87 | 25 | 62 | 54 | 25 | 29 |  |  | Approved
29212 | 2020-Q1 | Town of St. Lawrence | 62 Water Street | St Lawrence | Newfoundland and Labrador | Municipal or another local authority | Municipal or another local authority | Continuous | Quarterly | Quarterly | 0 | 158.4 | 12831 | 91 | 213 | 25 | 188 | 285 | 25 | 260 |  |  | Approved
29212 | 2020-Q2 | Town of St. Lawrence | 62 Water Street | St Lawrence | Newfoundland and Labrador | Municipal or another local authority | Municipal or another local authority | Continuous | Quarterly | Quarterly | 0 | 158.4 | 15470 | 91 | 57 | 25 | 32 | 43 | 25 | 18 |  |  | Approved
29212 | 2020-Q3 | Town of St. Lawrence | 62 Water Street | St Lawrence | Newfoundland and Labrador | Municipal or another local authority | Municipal or another local authority | Continuous | Quarterly | Quarterly | 0 | 158.4 | 9975 | 92 | 117 | 25 | 92 | 58 | 25 | 33 |  |  | Approved
29212 | 2020-Q4 | Town of St. Lawrence | 62 Water Street | St Lawrence | Newfoundland and Labrador | Municipal or another local authority | Municipal or another local authority | Continuous | Quarterly | Quarterly | 0 | 158.4 | 21029 | 92 | 33 | 25 | 8 | 31 | 25 | 6 |  |  | Approved
29212 | 2021-Q1 | Town of St. Lawrence | 62 Water Street | St Lawrence | Newfoundland and Labrador | Municipal or another local authority | Municipal or another local authority | Continuous | Quarterly | Quarterly | 0 | 162 | 15282 | 90 | 58 | 25 | 33 | 58 | 25 | 33 |  |  | Approved
29212 | 2021-Q2 | Town of St. Lawrence | 62 Water Street | St Lawrence | Newfoundland and Labrador | Municipal or another local authority | Municipal or another local authority | Continuous | Quarterly | Quarterly | 0 | 162 | 10285 | 91 | 39 | 25 | 14 | 47 | 25 | 22 |  |  | Approved
29212 | 2021-Q3 | Town of St. Lawrence | 62 Water Street | St Lawrence | Newfoundland and Labrador | Municipal or another local authority | Municipal or another local authority | Continuous | Quarterly | Quarterly | 0 | 162 | 21035 | 92 | 72 | 25 | 47 | 62 | 25 | 37 |  |  | Approved
29212 | 2021-Q4 | Town of St. Lawrence | 62 Water Street | St Lawrence | Newfoundland and Labrador | Municipal or another local authority | Municipal or another local authority | Continuous | Quarterly | Quarterly | 0 | 162 | 30518 | 92 | 70 | 25 | 45 | 71 | 25 | 46 |  |  | Approved
29212 | 2022-Q1 | Town of St. Lawrence | 62 Water Street | St Lawrence | Newfoundland and Labrador | Municipal or another local authority | Municipal or another local authority | Continuous | Quarterly | Quarterly | 0 | 211.3 | 29657 | 90 | 64 | 25 | 39 | 71 | 25 | 46 |  |  | Approved
29212 | 2022-Q2 | Town of St. Lawrence | 62 Water Street | St Lawrence | Newfoundland and Labrador | Municipal or another local authority | Municipal or another local authority | Continuous | Quarterly | Quarterly | 0 | 211.3 | 25204 | 91 | 109 | 25 | 84 | 55 | 25 | 30 |  |  | Approved
29212 | 2022-Q3 | Town of St. Lawrence | 62 Water Street | St Lawrence | Newfoundland and Labrador | Municipal or another local authority | Municipal or another local authority | Continuous | Quarterly | Quarterly | 0 | 211.3 | 22645 | 92 | 94 | 25 | 69 | 95 | 25 | 70 |  |  | Approved
29212 | 2022-Q4 | Town of St. Lawrence | 62 Water Street | St Lawrence | Newfoundland and Labrador | Municipal or another local authority | Municipal or another local authority | Continuous | Quarterly | Quarterly | 0 | 211.3 | 33872 | 92 | 78 | 25 | 53 | 73 | 25 | 48 |  |  | Approved
29212 | 2023-Q1 | Town of St. Lawrence | 62 Water Street | St Lawrence | Newfoundland and Labrador | Municipal or another local authority | Municipal or another local authority | Continuous | Quarterly | Quarterly | 0 | 305.1 | 29202 | 90 | 98 | 25 | 73 | 95 | 25 | 70 |  |  | Approved
29212 | 2023-Q2 | Town of St. Lawrence | 62 Water Street | St Lawrence | Newfoundland and Labrador | Municipal or another local authority | Municipal or another local authority | Continuous | Quarterly | Quarterly | 0 | 305.1 | 7969 | 91 | 119 | 25 | 94 | 81 | 25 | 56 |  |  | Approved
29212 | 2023-Q3 | Town of St. Lawrence | 62 Water Street | St Lawrence | Newfoundland and Labrador | Municipal or another local authority | Municipal or another local authority | Continuous | Quarterly | Quarterly | 0 | 305.1 | 14190 | 92 | 92 | 25 | 67 | 124 | 25 | 99 |  |  | Approved
29212 | 2023-Q4 | Town of St. Lawrence | 62 Water Street | St Lawrence | Newfoundland and Labrador | Municipal or another local authority | Municipal or another local authority | Continuous | Quarterly | Quarterly | 0 | 305.1 | 13533 | 92 | 98 | 25 | 73 | 107 | 25 | 82 |  |  | Approved
29212 | 2024-Q1 | Town of St. Lawrence | 62 Water Street | St Lawrence | Newfoundland and Labrador | Municipal or another local authority | Municipal or another local authority | Continuous | Quarterly | Quarterly | 0 | 177.8 | 17331 | 91 | 162 | 25 | 137 | 164 | 25 | 139 |  |  | Approved
29212 | 2024-Q2 | Town of St. Lawrence | 62 Water Street | St Lawrence | Newfoundland and Labrador | Municipal or another local authority | Municipal or another local authority | Continuous | Quarterly | Quarterly | 0 | 177.8 | 14287 | 91 | 84 | 25 | 59 | 60 | 25 | 35 |  |  | Approved
29212 | 2024-Q3 | Town of St. Lawrence | 62 Water Street | St Lawrence | Newfoundland and Labrador | Municipal or another local authority | Municipal or another local authority | Continuous | Quarterly | Quarterly | 0 | 177.8 | 10616 | 92 | 57 | 25 | 32 | 48 | 25 | 23 |  |  | Approved
29212 | 2024-Q4 | Town of St. Lawrence | 62 Water Street | St Lawrence | Newfoundland and Labrador | Municipal or another local authority | Municipal or another local authority | Continuous | Quarterly | Quarterly | 0 | 177.8 | 28107 | 92 | 137 | 25 | 112 | 192 | 25 | 167 |  |  | Approved
29213 | 2016-Q2 | Town of St. Lawrence | St Lawrence Firehall | St Lawrence | Newfoundland and Labrador | Municipal or another local authority | Municipal or another local authority | Continuous | Quarterly | Quarterly | 0 | 200 | 24560 | 52 | 48 | 25 | 23 | 46 | 25 | 21 |  |  | Approved
29213 | 2016-Q3 | Town of St. Lawrence | St Lawrence Firehall | St Lawrence | Newfoundland and Labrador | Municipal or another local authority | Municipal or another local authority | Continuous | Quarterly | Quarterly | 0 | 200 | 32759 | 92 | 54 | 25 | 29 | 90 | 25 | 65 |  |  | Approved
29213 | 2016-Q4 | Town of St. Lawrence | St Lawrence Firehall | St Lawrence | Newfoundland and Labrador | Municipal or another local authority | Municipal or another local authority | Continuous | Quarterly | Quarterly | 0 | 200 | 54661 | 92 | 11 | 25 | -14 | 33 | 25 | 8 |  |  | Approved
29213 | 2017-Q1 | Town of St. Lawrence | St Lawrence Firehall | St Lawrence | Newfoundland and Labrador | Municipal or another local authority | Municipal or another local authority | Continuous | Quarterly | Quarterly | 0 | 200 | 68380 | 90 | 29 | 25 | 4 | 42 | 25 | 17 |  |  | Approved
29213 | 2017-Q2 | Town of St. Lawrence | St Lawrence Firehall | St Lawrence | Newfoundland and Labrador | Municipal or another local authority | Municipal or another local authority | Continuous | Quarterly | Quarterly | 0 | 200 | 53158 | 91 | 20 | 25 | -5 | 48 | 25 | 23 |  |  | Approved
29213 | 2017-Q3 | Town of St. Lawrence | St Lawrence Firehall | St Lawrence | Newfoundland and Labrador | Municipal or another local authority | Municipal or another local authority | Continuous | Quarterly | Quarterly | 0 | 200 | 35328 | 92 | 18 | 25 | -7 | 139 | 25 | 114 |  |  | Approved
29213 | 2017-Q4 | Town of St. Lawrence | St Lawrence Firehall | St Lawrence | Newfoundland and Labrador | Municipal or another local authority | Municipal or another local authority | Continuous | Quarterly | Quarterly | 0 | 200 | 57224 | 92 | 32 | 25 | 7 | 27 | 25 | 2 |  |  | Approved
29213 | 2018-Q1 | Town of St. Lawrence | St Lawrence Firehall | St Lawrence | Newfoundland and Labrador | Municipal or another local authority | Municipal or another local authority | Continuous | Quarterly | Quarterly | 0 | 586.5 | 105570 | 90 | 62 | 25 | 37 | 74 | 25 | 49 |  |  | Approved
29213 | 2018-Q2 | Town of St. Lawrence | St Lawrence Firehall | St Lawrence | Newfoundland and Labrador | Municipal or another local authority | Municipal or another local authority | Continuous | Quarterly | Quarterly | 0 | 586.5 | 42308 | 91 | 66 | 25 | 41 | 60 | 25 | 35 |  |  | Approved
29213 | 2018-Q3 | Town of St. Lawrence | St Lawrence Firehall | St Lawrence | Newfoundland and Labrador | Municipal or another local authority | Municipal or another local authority | Continuous | Quarterly | Quarterly | 0 | 586.5 | 40266 | 92 | 67 | 25 | 42 | 119 | 25 | 94 |  |  | Approved
29213 | 2018-Q4 | Town of St. Lawrence | St Lawrence Firehall | St Lawrence | Newfoundland and Labrador | Municipal or another local authority | Municipal or another local authority | Continuous | Quarterly | Quarterly | 0 | 586.5 | 50555.8 | 92 | 41 | 25 | 16 | 37 | 25 | 12 |  |  | Approved
29213 | 2019-Q1 | Town of St. Lawrence | St Lawrence Firehall | St Lawrence | Newfoundland and Labrador | Municipal or another local authority | Municipal or another local authority | Continuous | Quarterly | Quarterly | 0 | 654 | 41423 | 90 | 23 | 25 | -2 | 25 | 25 | 0 |  |  | Approved
29213 | 2019-Q2 | Town of St. Lawrence | St Lawrence Firehall | St Lawrence | Newfoundland and Labrador | Municipal or another local authority | Municipal or another local authority | Continuous | Quarterly | Quarterly | 0 | 654 | 45014 | 91 | 69 | 25 | 44 | 115 | 25 | 90 |  |  | Approved
29213 | 2019-Q3 | Town of St. Lawrence | St Lawrence Firehall | St Lawrence | Newfoundland and Labrador | Municipal or another local authority | Municipal or another local authority | Continuous | Quarterly | Quarterly | 0 | 654 | 26909 | 92 | 91 | 25 | 66 | 59 | 25 | 34 |  |  | Approved
29213 | 2019-Q4 | Town of St. Lawrence | St Lawrence Firehall | St Lawrence | Newfoundland and Labrador | Municipal or another local authority | Municipal or another local authority | Continuous | Quarterly | Quarterly | 0 | 654 | 63949 | 92 | 60 | 25 | 35 | 107 | 25 | 82 |  |  | Approved
29213 | 2020-Q1 | Town of St. Lawrence | St Lawrence Firehall | St Lawrence | Newfoundland and Labrador | Municipal or another local authority | Municipal or another local authority | Continuous | Quarterly | Quarterly | 0 | 485.7 | 49959 | 91 | 76 | 25 | 51 | 48 | 25 | 23 |  |  | Approved
29213 | 2020-Q2 | Town of St. Lawrence | St Lawrence Firehall | St Lawrence | Newfoundland and Labrador | Municipal or another local authority | Municipal or another local authority | Continuous | Quarterly | Quarterly | 0 | 485.7 | 59878 | 91 | 31 | 25 | 6 | 21 | 25 | -4 |  |  | Approved
29213 | 2020-Q3 | Town of St. Lawrence | St Lawrence Firehall | St Lawrence | Newfoundland and Labrador | Municipal or another local authority | Municipal or another local authority | Continuous | Quarterly | Quarterly | 0 | 485.7 | 54252 | 92 | 90 | 25 | 65 | 73 | 25 | 48 |  |  | Approved
29213 | 2020-Q4 | Town of St. Lawrence | St Lawrence Firehall | St Lawrence | Newfoundland and Labrador | Municipal or another local authority | Municipal or another local authority | Continuous | Quarterly | Quarterly | 0 | 485.7 | 70047 | 92 | 40 | 25 | 15 | 513 | 25 | 488 |  |  | Approved
29213 | 2021-Q1 | Town of St. Lawrence | St Lawrence Firehall | St Lawrence | Newfoundland and Labrador | Municipal or another local authority | Municipal or another local authority | Continuous | Quarterly | Quarterly | 0 | 639.7 | 78457 | 90 | 43 | 25 | 18 | 43 | 25 | 18 |  |  | Approved
29213 | 2021-Q2 | Town of St. Lawrence | St Lawrence Firehall | St Lawrence | Newfoundland and Labrador | Municipal or another local authority | Municipal or another local authority | Continuous | Quarterly | Quarterly | 0 | 639.7 | 87779 | 91 | 93 | 25 | 68 | 41 | 25 | 16 |  |  | Approved
29213 | 2021-Q3 | Town of St. Lawrence | St Lawrence Firehall | St Lawrence | Newfoundland and Labrador | Municipal or another local authority | Municipal or another local authority | Continuous | Quarterly | Quarterly | 0 | 639.7 | 163658 | 92 | 35 | 25 | 10 | 45 | 25 | 20 |  |  | Approved
29213 | 2021-Q4 | Town of St. Lawrence | St Lawrence Firehall | St Lawrence | Newfoundland and Labrador | Municipal or another local authority | Municipal or another local authority | Continuous | Quarterly | Quarterly | 0 | 639.7 | 65223 | 92 | 89 | 25 | 64 | 88 | 25 | 63 |  |  | Approved
29213 | 2022-Q1 | Town of St. Lawrence | St Lawrence Firehall | St Lawrence | Newfoundland and Labrador | Municipal or another local authority | Municipal or another local authority | Continuous | Quarterly | Quarterly | 0 | 1082.5 | 70902 | 90 | 107 | 25 | 82 | 187 | 25 | 162 |  |  | Approved
29213 | 2022-Q2 | Town of St. Lawrence | St Lawrence Firehall | St Lawrence | Newfoundland and Labrador | Municipal or another local authority | Municipal or another local authority | Continuous | Quarterly | Quarterly | 0 | 1082.5 | 60050 | 91 | 164 | 25 | 139 | 74 | 25 | 49 |  |  | Approved
29213 | 2022-Q3 | Town of St. Lawrence | St Lawrence Firehall | St Lawrence | Newfoundland and Labrador | Municipal or another local authority | Municipal or another local authority | Continuous | Quarterly | Quarterly | 0 | 1082.5 | 105629 | 92 | 73 | 25 | 48 | 54 | 25 | 29 |  |  | Approved
29213 | 2022-Q4 | Town of St. Lawrence | St Lawrence Firehall | St Lawrence | Newfoundland and Labrador | Municipal or another local authority | Municipal or another local authority | Continuous | Quarterly | Quarterly | 0 | 1082.5 | 143523 | 92 | 64 | 25 | 39 | 56 | 25 | 31 |  |  | Approved
29213 | 2023-Q1 | Town of St. Lawrence | St Lawrence Firehall | St Lawrence | Newfoundland and Labrador | Municipal or another local authority | Municipal or another local authority | Continuous | Quarterly | Quarterly | 0 | 1041.4 | 164740 | 90 | 67 | 25 | 42 | 45 | 25 | 20 |  |  | Approved
29213 | 2023-Q2 | Town of St. Lawrence | St Lawrence Firehall | St Lawrence | Newfoundland and Labrador | Municipal or another local authority | Municipal or another local authority | Continuous | Quarterly | Quarterly | 0 | 1041.4 | 43753 | 91 | 47 | 25 | 22 | 50 | 25 | 25 |  |  | Approved
29213 | 2023-Q3 | Town of St. Lawrence | St Lawrence Firehall | St Lawrence | Newfoundland and Labrador | Municipal or another local authority | Municipal or another local authority | Continuous | Quarterly | Quarterly | 0 | 1041.4 | 70197 | 92 | 32 | 25 | 7 | 61 | 25 | 36 |  |  | Approved
29213 | 2023-Q4 | Town of St. Lawrence | St Lawrence Firehall | St Lawrence | Newfoundland and Labrador | Municipal or another local authority | Municipal or another local authority | Continuous | Quarterly | Quarterly | 0 | 1041.4 | 71702 | 92 | 76 | 25 | 51 | 366 | 25 | 341 |  |  | Approved
29213 | 2024-Q1 | Town of St. Lawrence | St Lawrence Firehall | St Lawrence | Newfoundland and Labrador | Municipal or another local authority | Municipal or another local authority | Continuous | Quarterly | Quarterly | 0 | 960 | 117821 | 91 | 66 | 25 | 41 | 50 | 25 | 25 |  |  | Approved
29213 | 2024-Q2 | Town of St. Lawrence | St Lawrence Firehall | St Lawrence | Newfoundland and Labrador | Municipal or another local authority | Municipal or another local authority | Continuous | Quarterly | Quarterly | 0 | 960 | 73006 | 91 | 91 | 25 | 66 | 93 | 25 | 68 |  |  | Approved
29213 | 2024-Q3 | Town of St. Lawrence | St Lawrence Firehall | St Lawrence | Newfoundland and Labrador | Municipal or another local authority | Municipal or another local authority | Continuous | Quarterly | Quarterly | 0 | 960 | 59350 | 92 | 69 | 25 | 44 | 70 | 25 | 45 |  |  | Approved
29213 | 2024-Q4 | Town of St. Lawrence | St Lawrence Firehall | St Lawrence | Newfoundland and Labrador | Municipal or another local authority | Municipal or another local authority | Continuous | Quarterly | Quarterly | 0 | 960 | 92963 | 92 | 60 | 25 | 35 | 45 | 25 | 20 |  |  | Approved
29267 | 2016-Q3 | St Anthony | American Wharf | St Anthony | Newfoundland and Labrador | Municipal or another local authority | Municipal or another local authority | Continuous | Quarterly | Quarterly | 0 | 172 | 142237 | 80 | 17 | 25 | -8 | 21 | 25 | -4 |  |  | Approved
29267 | 2016-Q4 | St Anthony | American Wharf | St Anthony | Newfoundland and Labrador | Municipal or another local authority | Municipal or another local authority | Continuous | Quarterly | Quarterly | 0 | 172 | 150486 | 92 | 35 | 25 | 10 | 37 | 25 | 12 |  |  | Approved
29267 | 2017-Q1 | St Anthony | American Wharf | St Anthony | Newfoundland and Labrador | Municipal or another local authority | Municipal or another local authority | Continuous | Quarterly | Quarterly | 0 | 172 | 131070 | 90 | 25 | 25 | 0 | 16 | 25 | -9 |  |  | Approved
29267 | 2017-Q2 | St Anthony | American Wharf | St Anthony | Newfoundland and Labrador | Municipal or another local authority | Municipal or another local authority | Continuous | Quarterly | Quarterly | 0 | 172 | 228482 | 91 | 30 | 25 | 5 | 46 | 25 | 21 |  |  | Approved
29267 | 2017-Q3 | St Anthony | American Wharf | St Anthony | Newfoundland and Labrador | Municipal or another local authority | Municipal or another local authority | Continuous | Quarterly | Quarterly | 0 | 172 | 113436 | 92 | 40 | 25 | 15 | 50 | 25 | 25 |  |  | Approved
29267 | 2017-Q4 | St Anthony | American Wharf | St Anthony | Newfoundland and Labrador | Municipal or another local authority | Municipal or another local authority | Continuous | Quarterly | Quarterly | 0 | 172 | 113525 | 92 | 38 | 25 | 13 | 34 | 25 | 9 |  |  | Approved
29267 | 2018-Q1 | St Anthony | American Wharf | St Anthony | Newfoundland and Labrador | Municipal or another local authority | Municipal or another local authority | Continuous | Quarterly | Quarterly | 0 | 1606.9 | 157883 | 90 | 39 | 25 | 14 | 49 | 25 | 24 |  |  | Approved
29267 | 2018-Q2 | St Anthony | American Wharf | St Anthony | Newfoundland and Labrador | Municipal or another local authority | Municipal or another local authority | Continuous | Quarterly | Quarterly | 0 | 1606.9 | 218932 | 91 | 84 | 25 | 59 | 23 | 25 | -2 |  |  | Approved
29267 | 2018-Q3 | St Anthony | American Wharf | St Anthony | Newfoundland and Labrador | Municipal or another local authority | Municipal or another local authority | Continuous | Quarterly | Quarterly | 0 | 1606.9 | 158050 | 92 | 61 | 25 | 36 | 29 | 25 | 4 |  |  | Approved
29267 | 2018-Q4 | St Anthony | American Wharf | St Anthony | Newfoundland and Labrador | Municipal or another local authority | Municipal or another local authority | Continuous | Quarterly | Quarterly | 0 | 1606.9 | 179121.8 | 92 | 61 | 25 | 36 | 72 | 25 | 47 |  |  | Approved
29267 | 2019-Q1 | St Anthony | American Wharf | St Anthony | Newfoundland and Labrador | Municipal or another local authority | Municipal or another local authority | Continuous | Quarterly | Quarterly | 0 | 1956.1 | 144441 | 90 | 34.5 | 25 | 9.5 | 30 | 25 | 5 |  |  | Approved
29267 | 2019-Q2 | St Anthony | American Wharf | St Anthony | Newfoundland and Labrador | Municipal or another local authority | Municipal or another local authority | Continuous | Quarterly | Quarterly | 0 | 1956.1 | 194708 | 91 | 25 | 25 | 0 | 35 | 25 | 10 |  |  | Approved
29267 | 2019-Q3 | St Anthony | American Wharf | St Anthony | Newfoundland and Labrador | Municipal or another local authority | Municipal or another local authority | Continuous | Quarterly | Quarterly | 0 | 1956.1 | 126389 | 92 | 17 | 25 | -8 | 12 | 25 | -13 |  |  | Approved
29267 | 2019-Q4 | St Anthony | American Wharf | St Anthony | Newfoundland and Labrador | Municipal or another local authority | Municipal or another local authority | Continuous | Quarterly | Quarterly | 0 | 1956.1 | 132814 | 92 | 29 | 25 | 4 | 21 | 25 | -4 |  |  | Approved
29267 | 2020-Q1 | St Anthony | American Wharf | St Anthony | Newfoundland and Labrador | Municipal or another local authority | Municipal or another local authority | Continuous | Quarterly | Quarterly | 0 | 1639.3 | 96733 | 91 | 63 | 25 | 38 | 53 | 25 | 28 |  |  | Approved
29267 | 2020-Q2 | St Anthony | American Wharf | St Anthony | Newfoundland and Labrador | Municipal or another local authority | Municipal or another local authority | Continuous | Quarterly | Quarterly | 0 | 1639.3 | 156247 | 91 | 28 | 25 | 3 | 15 | 25 | -10 |  |  | Approved
29267 | 2020-Q3 | St Anthony | American Wharf | St Anthony | Newfoundland and Labrador | Municipal or another local authority | Municipal or another local authority | Continuous | Quarterly | Quarterly | 0 | 1639.3 | 98078 | 92 | 37 | 25 | 12 | 10 | 25 | -15 |  |  | Approved
29267 | 2020-Q4 | St Anthony | American Wharf | St Anthony | Newfoundland and Labrador | Municipal or another local authority | Municipal or another local authority | Continuous | Quarterly | Quarterly | 0 | 1639.3 | 64502 | 92 | 51 | 25 | 26 | 53 | 25 | 28 |  |  | Approved
29267 | 2021-Q1 | St Anthony | American Wharf | St Anthony | Newfoundland and Labrador | Municipal or another local authority | Municipal or another local authority | Continuous | Quarterly | Quarterly | 0 | 1135.4 | 76002 | 90 | 33 | 25 | 8 | 87 | 25 | 62 |  |  | Approved
29267 | 2021-Q2 | St Anthony | American Wharf | St Anthony | Newfoundland and Labrador | Municipal or another local authority | Municipal or another local authority | Continuous | Quarterly | Quarterly | 0 | 1135.4 | 118787 | 91 | 31 | 25 | 6 | 36 | 25 | 11 |  |  | Approved
29267 | 2021-Q3 | St Anthony | American Wharf | St Anthony | Newfoundland and Labrador | Municipal or another local authority | Municipal or another local authority | Continuous | Quarterly | Quarterly | 0 | 1135.4 | 84998 | 92 | 58 | 25 | 33 | 53 | 25 | 28 |  |  | Approved
29267 | 2021-Q4 | St Anthony | American Wharf | St Anthony | Newfoundland and Labrador | Municipal or another local authority | Municipal or another local authority | Continuous | Quarterly | Quarterly | 0 | 1135.4 | 90254 | 92 | 19 | 25 | -6 | 24 | 25 | -1 |  |  | Approved
29267 | 2022-Q1 | St Anthony | American Wharf | St Anthony | Newfoundland and Labrador | Municipal or another local authority | Municipal or another local authority | Continuous | Quarterly | Quarterly | 0 | 1013.8 | 88528 | 90 | 157 | 25 | 132 | 62 | 25 | 37 |  |  | Approved
29267 | 2022-Q2 | St Anthony | American Wharf | St Anthony | Newfoundland and Labrador | Municipal or another local authority | Municipal or another local authority | Continuous | Quarterly | Quarterly | 0 | 1013.8 | 192562 | 91 | 38 | 25 | 13 | 24 | 25 | -1 |  |  | Approved
29267 | 2022-Q3 | St Anthony | American Wharf | St Anthony | Newfoundland and Labrador | Municipal or another local authority | Municipal or another local authority | Continuous | Quarterly | Quarterly | 0 | 1013.8 | 98782 | 92 | 38 | 25 | 13 | 21 | 25 | -4 |  |  | Approved
29267 | 2022-Q4 | St Anthony | American Wharf | St Anthony | Newfoundland and Labrador | Municipal or another local authority | Municipal or another local authority | Continuous | Quarterly | Quarterly | 0 | 1013.8 | 118289 | 92 | 46 | 25 | 21 | 19 | 25 | -6 |  |  | Approved
29267 | 2023-Q1 | St Anthony | American Wharf | St Anthony | Newfoundland and Labrador | Municipal or another local authority | Municipal or another local authority | Continuous | Quarterly | Quarterly | 0 | 1364.8 | 100047 | 90 | 56 | 25 | 31 | 52 | 25 | 27 |  |  | Approved
29267 | 2023-Q2 | St Anthony | American Wharf | St Anthony | Newfoundland and Labrador | Municipal or another local authority | Municipal or another local authority | Continuous | Quarterly | Quarterly | 0 | 1364.8 | 120233 | 91 | 28 | 25 | 3 | 23 | 25 | -2 |  |  | Approved
29267 | 2023-Q3 | St Anthony | American Wharf | St Anthony | Newfoundland and Labrador | Municipal or another local authority | Municipal or another local authority | Continuous | Quarterly | Quarterly | 0 | 1364.8 | 98125 | 92 | 34 | 25 | 9 | 28 | 25 | 3 |  |  | Approved
29267 | 2023-Q4 | St Anthony | American Wharf | St Anthony | Newfoundland and Labrador | Municipal or another local authority | Municipal or another local authority | Continuous | Quarterly | Quarterly | 0 | 1364.8 | 100933 | 92 | 38 | 25 | 13 | 46 | 25 | 21 |  |  | Approved
29267 | 2024-Q1 | St Anthony | American Wharf | St Anthony | Newfoundland and Labrador | Municipal or another local authority | Municipal or another local authority | Continuous | Quarterly | Quarterly | 0 | 1148.9 | 82703 | 91 | 25 | 25 | 0 | 24 | 25 | -1 |  |  | Approved
29267 | 2024-Q2 | St Anthony | American Wharf | St Anthony | Newfoundland and Labrador | Municipal or another local authority | Municipal or another local authority | Continuous | Quarterly | Quarterly | 0 | 1148.9 | 141750 | 91 | 20 | 25 | -5 | 5 | 25 | -20 |  |  | Approved
29267 | 2024-Q3 | St Anthony | American Wharf | St Anthony | Newfoundland and Labrador | Municipal or another local authority | Municipal or another local authority | Continuous | Quarterly | Quarterly | 0 | 1148.9 | 101994 | 92 | 20 | 25 | -5 | 15 | 25 | -10 |  |  | Approved
29267 | 2024-Q4 | St Anthony | American Wharf | St Anthony | Newfoundland and Labrador | Municipal or another local authority | Municipal or another local authority | Continuous | Quarterly | Quarterly | 0 | 1148.9 | 129253 | 92 | 24 | 25 | -1 | 213 | 25 | 188 |  |  | Approved
29268 | 2016-Q3 | St Anthony | 6 Marine Drive | St Anthony | Newfoundland and Labrador | Municipal or another local authority | Municipal or another local authority | Continuous | Quarterly | Quarterly | 0 | 106 | 39633 | 80 | 6 | 25 | -19 | 27 | 25 | 2 |  |  | Approved
29268 | 2016-Q4 | St Anthony | 6 Marine Drive | St Anthony | Newfoundland and Labrador | Municipal or another local authority | Municipal or another local authority | Continuous | Quarterly | Quarterly | 0 | 106 | 7452 | 92 | 34 | 25 | 9 | 39 | 25 | 14 |  |  | Approved
29268 | 2017-Q1 | St Anthony | 6 Marine Drive | St Anthony | Newfoundland and Labrador | Municipal or another local authority | Municipal or another local authority | Continuous | Quarterly | Quarterly | 0 | 106 | 10285 | 90 | 27 | 25 | 2 | 42 | 25 | 17 |  |  | Approved
29268 | 2017-Q2 | St Anthony | 6 Marine Drive | St Anthony | Newfoundland and Labrador | Municipal or another local authority | Municipal or another local authority | Continuous | Quarterly | Quarterly | 0 | 106 | 145327 | 91 | 32 | 25 | 7 | 33 | 25 | 8 |  |  | Approved
29268 | 2017-Q3 | St Anthony | 6 Marine Drive | St Anthony | Newfoundland and Labrador | Municipal or another local authority | Municipal or another local authority | Continuous | Quarterly | Quarterly | 0 | 106 | 123500 | 92 | 33 | 25 | 8 | 63 | 25 | 38 |  |  | Approved
29268 | 2017-Q4 | St Anthony | 6 Marine Drive | St Anthony | Newfoundland and Labrador | Municipal or another local authority | Municipal or another local authority | Continuous | Quarterly | Quarterly | 0 | 106 | 9823 | 92 | 42 | 25 | 17 | 39 | 25 | 14 |  |  | Approved
29268 | 2018-Q1 | St Anthony | 6 Marine Drive | St Anthony | Newfoundland and Labrador | Municipal or another local authority | Municipal or another local authority | Continuous | Quarterly | Quarterly | 0 | 791.6 | 32940 | 90 | 71 | 25 | 46 | 38 | 25 | 13 |  |  | Approved
29268 | 2018-Q2 | St Anthony | 6 Marine Drive | St Anthony | Newfoundland and Labrador | Municipal or another local authority | Municipal or another local authority | Continuous | Quarterly | Quarterly | 0 | 791.6 | 28554 | 91 | 136 | 25 | 111 | 124 | 25 | 99 |  |  | Approved
29268 | 2018-Q3 | St Anthony | 6 Marine Drive | St Anthony | Newfoundland and Labrador | Municipal or another local authority | Municipal or another local authority | Continuous | Quarterly | Quarterly | 0 | 791.6 | 21644 | 92 | 54 | 25 | 29 | 50 | 25 | 25 |  |  | Approved
29268 | 2018-Q4 | St Anthony | 6 Marine Drive | St Anthony | Newfoundland and Labrador | Municipal or another local authority | Municipal or another local authority | Continuous | Quarterly | Quarterly | 0 | 791.6 | 58990.3 | 92 | 130 | 25 | 105 | 84 | 25 | 59 |  |  | Approved
29268 | 2019-Q1 | St Anthony | 6 Marine Drive | St Anthony | Newfoundland and Labrador | Municipal or another local authority | Municipal or another local authority | Continuous | Quarterly | Quarterly | 0 | 389.4 | 74269 | 90 | 15 | 25 | -10 | 23 | 25 | -2 |  |  | Approved
29268 | 2019-Q2 | St Anthony | 6 Marine Drive | St Anthony | Newfoundland and Labrador | Municipal or another local authority | Municipal or another local authority | Continuous | Quarterly | Quarterly | 0 | 389.4 | 38612 | 91 | 107 | 25 | 82 | 37 | 25 | 12 |  |  | Approved
29268 | 2019-Q3 | St Anthony | 6 Marine Drive | St Anthony | Newfoundland and Labrador | Municipal or another local authority | Municipal or another local authority | Continuous | Quarterly | Quarterly | 0 | 389.4 | 46778 | 92 | 117 | 25 | 92 | 54 | 25 | 29 |  |  | Approved
29268 | 2019-Q4 | St Anthony | 6 Marine Drive | St Anthony | Newfoundland and Labrador | Municipal or another local authority | Municipal or another local authority | Continuous | Quarterly | Quarterly | 0 | 389.4 | 69675 | 92 | 41 | 25 | 16 | 16 | 25 | -9 |  |  | Approved
29268 | 2020-Q1 | St Anthony | 6 Marine Drive | St Anthony | Newfoundland and Labrador | Municipal or another local authority | Municipal or another local authority | Continuous | Quarterly | Quarterly | 0 | 628.3 | 40677 | 91 | 123 | 25 | 98 | 48 | 25 | 23 |  |  | Approved
29268 | 2020-Q2 | St Anthony | 6 Marine Drive | St Anthony | Newfoundland and Labrador | Municipal or another local authority | Municipal or another local authority | Continuous | Quarterly | Quarterly | 0 | 628.3 | 57603 | 91 | 64 | 25 | 39 | 75 | 25 | 50 |  |  | Approved
29268 | 2020-Q3 | St Anthony | 6 Marine Drive | St Anthony | Newfoundland and Labrador | Municipal or another local authority | Municipal or another local authority | Continuous | Quarterly | Quarterly | 0 | 628.3 | 52590 | 92 | 100 | 25 | 75 | 104 | 25 | 79 |  |  | Approved
29268 | 2020-Q4 | St Anthony | 6 Marine Drive | St Anthony | Newfoundland and Labrador | Municipal or another local authority | Municipal or another local authority | Continuous | Quarterly | Quarterly | 0 | 628.3 | 28755 | 92 | 62 | 25 | 37 | 54 | 25 | 29 |  |  | Approved
29268 | 2021-Q1 | St Anthony | 6 Marine Drive | St Anthony | Newfoundland and Labrador | Municipal or another local authority | Municipal or another local authority | Continuous | Quarterly | Quarterly | 0 | 490.8 | 24176 | 90 | 99 | 25 | 74 | 110 | 25 | 85 |  |  | Approved
29268 | 2021-Q2 | St Anthony | 6 Marine Drive | St Anthony | Newfoundland and Labrador | Municipal or another local authority | Municipal or another local authority | Continuous | Quarterly | Quarterly | 0 | 490.8 | 34789 | 91 | 54 | 25 | 29 | 68 | 25 | 43 |  |  | Approved
29268 | 2021-Q3 | St Anthony | 6 Marine Drive | St Anthony | Newfoundland and Labrador | Municipal or another local authority | Municipal or another local authority | Continuous | Quarterly | Quarterly | 0 | 490.8 | 49684 | 92 | 168 | 25 | 143 | 297 | 25 | 272 |  |  | Approved
29268 | 2021-Q4 | St Anthony | 6 Marine Drive | St Anthony | Newfoundland and Labrador | Municipal or another local authority | Municipal or another local authority | Continuous | Quarterly | Quarterly | 0 | 490.8 | 39456 | 92 | 94 | 25 | 69 | 680 | 25 | 655 |  |  | Approved
29268 | 2022-Q1 | St Anthony | 6 Marine Drive | St Anthony | Newfoundland and Labrador | Municipal or another local authority | Municipal or another local authority | Continuous | Quarterly | Quarterly | 0 | 405.8 | 75242 | 90 | 109 | 25 | 84 | 90 | 25 | 65 |  |  | Approved
29268 | 2022-Q2 | St Anthony | 6 Marine Drive | St Anthony | Newfoundland and Labrador | Municipal or another local authority | Municipal or another local authority | Continuous | Quarterly | Quarterly | 0 | 405.8 | 18827 | 91 | 55 | 25 | 30 | 77 | 25 | 52 |  |  | Approved
29268 | 2022-Q3 | St Anthony | 6 Marine Drive | St Anthony | Newfoundland and Labrador | Municipal or another local authority | Municipal or another local authority | Continuous | Quarterly | Quarterly | 0 | 405.8 | 51137 | 92 | 127 | 25 | 102 | 39 | 25 | 14 |  |  | Approved
29268 | 2022-Q4 | St Anthony | 6 Marine Drive | St Anthony | Newfoundland and Labrador | Municipal or another local authority | Municipal or another local authority | Continuous | Quarterly | Quarterly | 0 | 405.8 | 17719 | 92 | 117 | 25 | 92 | 73 | 25 | 48 |  |  | Approved
29268 | 2023-Q1 | St Anthony | 6 Marine Drive | St Anthony | Newfoundland and Labrador | Municipal or another local authority | Municipal or another local authority | Continuous | Quarterly | Quarterly | 0 | 446.4 | 6256 | 90 | 147 | 25 | 122 | 49 | 25 | 24 |  |  | Approved
29268 | 2023-Q2 | St Anthony | 6 Marine Drive | St Anthony | Newfoundland and Labrador | Municipal or another local authority | Municipal or another local authority | Continuous | Quarterly | Quarterly | 0 | 446.4 | 3876 | 91 | 57 | 25 | 32 | 48 | 25 | 23 |  |  | Approved
29268 | 2023-Q3 | St Anthony | 6 Marine Drive | St Anthony | Newfoundland and Labrador | Municipal or another local authority | Municipal or another local authority | Continuous | Quarterly | Quarterly | 0 | 446.4 | 4597 | 92 | 149 | 25 | 124 | 25 | 25 | 0 |  |  | Approved
29268 | 2023-Q4 | St Anthony | 6 Marine Drive | St Anthony | Newfoundland and Labrador | Municipal or another local authority | Municipal or another local authority | Continuous | Quarterly | Quarterly | 0 | 446.4 | 2908 | 92 | 144 | 25 | 119 | 84 | 25 | 59 |  |  | Approved
29268 | 2024-Q1 | St Anthony | 6 Marine Drive | St Anthony | Newfoundland and Labrador | Municipal or another local authority | Municipal or another local authority | Continuous | Quarterly | Quarterly | 0 | 48.3 | 2932 | 91 | 79 | 25 | 54 | 72 | 25 | 47 |  |  | Approved
29268 | 2024-Q2 | St Anthony | 6 Marine Drive | St Anthony | Newfoundland and Labrador | Municipal or another local authority | Municipal or another local authority | Continuous | Quarterly | Quarterly | 0 | 48.3 | 15745 | 91 | 95 | 25 | 70 | 46 | 25 | 21 |  |  | Approved
29268 | 2024-Q3 | St Anthony | 6 Marine Drive | St Anthony | Newfoundland and Labrador | Municipal or another local authority | Municipal or another local authority | Continuous | Quarterly | Quarterly | 0 | 48.3 | 7195 | 92 | 222 | 25 | 197 | 55 | 25 | 30 |  |  | Approved
29268 | 2024-Q4 | St Anthony | 6 Marine Drive | St Anthony | Newfoundland and Labrador | Municipal or another local authority | Municipal or another local authority | Continuous | Quarterly | Quarterly | 0 | 48.3 | 20028 | 92 | 113 | 25 | 88 | 82 | 25 | 57 |  |  | Approved
29269 | 2016-Q3 | St Anthony | 16 Marine Drive Ext. | St Anthony | Newfoundland and Labrador | Municipal or another local authority | Municipal or another local authority | Continuous | Quarterly | Quarterly | 0 | 208 | 25960 | 80 | 6 | 25 | -19 | 25 | 25 | 0 |  |  | Approved
29269 | 2016-Q4 | St Anthony | 16 Marine Drive Ext. | St Anthony | Newfoundland and Labrador | Municipal or another local authority | Municipal or another local authority | Continuous | Quarterly | Quarterly | 0 | 208 | 30410 | 92 | 39 | 25 | 14 | 30 | 25 | 5 |  |  | Approved
29269 | 2017-Q1 | St Anthony | 16 Marine Drive Ext. | St Anthony | Newfoundland and Labrador | Municipal or another local authority | Municipal or another local authority | Continuous | Quarterly | Quarterly | 0 | 208 | 21288 | 90 | 27 | 25 | 2 | 17 | 25 | -8 |  |  | Approved
29269 | 2017-Q2 | St Anthony | 16 Marine Drive Ext. | St Anthony | Newfoundland and Labrador | Municipal or another local authority | Municipal or another local authority | Continuous | Quarterly | Quarterly | 0 | 208 | 49075 | 91 | 25 | 25 | 0 | 41 | 25 | 16 |  |  | Approved
29269 | 2017-Q3 | St Anthony | 16 Marine Drive Ext. | St Anthony | Newfoundland and Labrador | Municipal or another local authority | Municipal or another local authority | Continuous | Quarterly | Quarterly | 0 | 208 | 67804 | 92 | 37 | 25 | 12 | 40 | 25 | 15 |  |  | Approved
29269 | 2017-Q4 | St Anthony | 16 Marine Drive Ext. | St Anthony | Newfoundland and Labrador | Municipal or another local authority | Municipal or another local authority | Continuous | Quarterly | Quarterly | 0 | 208 | 73994 | 92 | 33 | 25 | 8 | 34 | 25 | 9 |  |  | Approved
29269 | 2018-Q1 | St Anthony | 16 Marine Drive Ext. | St Anthony | Newfoundland and Labrador | Municipal or another local authority | Municipal or another local authority | Continuous | Quarterly | Quarterly | 0 | 581.3 | 86940 | 90 | 38 | 25 | 13 | 25 | 25 | 0 |  |  | Approved
29269 | 2018-Q2 | St Anthony | 16 Marine Drive Ext. | St Anthony | Newfoundland and Labrador | Municipal or another local authority | Municipal or another local authority | Continuous | Quarterly | Quarterly | 0 | 581.3 | 117764 | 91 | 156 | 25 | 131 | 41 | 25 | 16 |  |  | Approved
29269 | 2018-Q3 | St Anthony | 16 Marine Drive Ext. | St Anthony | Newfoundland and Labrador | Municipal or another local authority | Municipal or another local authority | Continuous | Quarterly | Quarterly | 0 | 581.3 | 90092 | 92 | 34 | 25 | 9 | 49 | 25 | 24 |  |  | Approved
29269 | 2018-Q4 | St Anthony | 16 Marine Drive Ext. | St Anthony | Newfoundland and Labrador | Municipal or another local authority | Municipal or another local authority | Continuous | Quarterly | Quarterly | 0 | 581.3 | 86634.9 | 92 | 42 | 25 | 17 | 59 | 25 | 34 |  |  | Approved
29269 | 2019-Q1 | St Anthony | 16 Marine Drive Ext. | St Anthony | Newfoundland and Labrador | Municipal or another local authority | Municipal or another local authority | Continuous | Quarterly | Quarterly | 0 | 1045 | 74268 | 90 | 52 | 25 | 27 | 29 | 25 | 4 |  |  | Approved
29269 | 2019-Q2 | St Anthony | 16 Marine Drive Ext. | St Anthony | Newfoundland and Labrador | Municipal or another local authority | Municipal or another local authority | Continuous | Quarterly | Quarterly | 0 | 1045 | 91728 | 91 | 47 | 25 | 22 | 92 | 25 | 67 |  |  | Approved
29269 | 2019-Q3 | St Anthony | 16 Marine Drive Ext. | St Anthony | Newfoundland and Labrador | Municipal or another local authority | Municipal or another local authority | Continuous | Quarterly | Quarterly | 0 | 1045 | 75732 | 92 | 43 | 25 | 18 | 66 | 25 | 41 |  |  | Approved
29269 | 2019-Q4 | St Anthony | 16 Marine Drive Ext. | St Anthony | Newfoundland and Labrador | Municipal or another local authority | Municipal or another local authority | Continuous | Quarterly | Quarterly | 0 | 1045 | 63756 | 92 | 32 | 25 | 7 | 86 | 25 | 61 |  |  | Approved
29269 | 2020-Q1 | St Anthony | 16 Marine Drive Ext. | St Anthony | Newfoundland and Labrador | Municipal or another local authority | Municipal or another local authority | Continuous | Quarterly | Quarterly | 0 | 836.9 | 40677 | 91 | 123 | 25 | 98 | 48 | 25 | 23 |  |  | Approved
29269 | 2020-Q2 | St Anthony | 16 Marine Drive Ext. | St Anthony | Newfoundland and Labrador | Municipal or another local authority | Municipal or another local authority | Continuous | Quarterly | Quarterly | 0 | 836.9 | 82628 | 91 | 70 | 25 | 45 | 58 | 25 | 33 |  |  | Approved
29269 | 2020-Q3 | St Anthony | 16 Marine Drive Ext. | St Anthony | Newfoundland and Labrador | Municipal or another local authority | Municipal or another local authority | Continuous | Quarterly | Quarterly | 0 | 836.9 | 47716 | 92 | 68 | 25 | 43 | 77 | 25 | 52 |  |  | Approved
29269 | 2020-Q4 | St Anthony | 16 Marine Drive Ext. | St Anthony | Newfoundland and Labrador | Municipal or another local authority | Municipal or another local authority | Continuous | Quarterly | Quarterly | 0 | 836.9 | 68871 | 92 | 65 | 25 | 40 | 36 | 25 | 11 |  |  | Approved
29269 | 2021-Q1 | St Anthony | 16 Marine Drive Ext. | St Anthony | Newfoundland and Labrador | Municipal or another local authority | Municipal or another local authority | Continuous | Quarterly | Quarterly | 0 | 655.4 | 62937 | 90 | 96 | 25 | 71 | 93 | 25 | 68 |  |  | Approved
29269 | 2021-Q2 | St Anthony | 16 Marine Drive Ext. | St Anthony | Newfoundland and Labrador | Municipal or another local authority | Municipal or another local authority | Continuous | Quarterly | Quarterly | 0 | 655.4 | 85587 | 91 | 40 | 25 | 15 | 38 | 25 | 13 |  |  | Approved
29269 | 2021-Q3 | St Anthony | 16 Marine Drive Ext. | St Anthony | Newfoundland and Labrador | Municipal or another local authority | Municipal or another local authority | Continuous | Quarterly | Quarterly | 0 | 655.4 | 83008 | 92 | 77 | 25 | 52 | 63 | 25 | 38 |  |  | Approved
29269 | 2021-Q4 | St Anthony | 16 Marine Drive Ext. | St Anthony | Newfoundland and Labrador | Municipal or another local authority | Municipal or another local authority | Continuous | Quarterly | Quarterly | 0 | 655.4 | 102287 | 92 | 115 | 25 | 90 | 468 | 25 | 443 |  |  | Approved
29269 | 2022-Q1 | St Anthony | 16 Marine Drive Ext. | St Anthony | Newfoundland and Labrador | Municipal or another local authority | Municipal or another local authority | Continuous | Quarterly | Quarterly | 0 | 914.6 | 89473 | 90 | 129 | 25 | 104 | 82 | 25 | 57 |  |  | Approved
29269 | 2022-Q2 | St Anthony | 16 Marine Drive Ext. | St Anthony | Newfoundland and Labrador | Municipal or another local authority | Municipal or another local authority | Continuous | Quarterly | Quarterly | 0 | 914.6 | 157743 | 91 | 43 | 25 | 18 | 28 | 25 | 3 |  |  | Approved
29269 | 2022-Q3 | St Anthony | 16 Marine Drive Ext. | St Anthony | Newfoundland and Labrador | Municipal or another local authority | Municipal or another local authority | Continuous | Quarterly | Quarterly | 0 | 914.6 | 118548 | 92 | 147 | 25 | 122 | 118 | 25 | 93 |  |  | Approved
29269 | 2022-Q4 | St Anthony | 16 Marine Drive Ext. | St Anthony | Newfoundland and Labrador | Municipal or another local authority | Municipal or another local authority | Continuous | Quarterly | Quarterly | 0 | 914.6 | 85579 | 92 | 111 | 25 | 86 | 220 | 25 | 195 |  |  | Approved
29269 | 2023-Q1 | St Anthony | 16 Marine Drive Ext. | St Anthony | Newfoundland and Labrador | Municipal or another local authority | Municipal or another local authority | Continuous | Quarterly | Quarterly | 0 | 1236.6 | 61712 | 90 | 120 | 25 | 95 | 83 | 25 | 58 |  |  | Approved
29269 | 2023-Q2 | St Anthony | 16 Marine Drive Ext. | St Anthony | Newfoundland and Labrador | Municipal or another local authority | Municipal or another local authority | Continuous | Quarterly | Quarterly | 0 | 1236.6 | 84769 | 91 | 33 | 25 | 8 | 26 | 25 | 1 |  |  | Approved
29269 | 2023-Q3 | St Anthony | 16 Marine Drive Ext. | St Anthony | Newfoundland and Labrador | Municipal or another local authority | Municipal or another local authority | Continuous | Quarterly | Quarterly | 0 | 1236.6 | 60037 | 92 | 73 | 25 | 48 | 88 | 25 | 63 |  |  | Approved
29269 | 2023-Q4 | St Anthony | 16 Marine Drive Ext. | St Anthony | Newfoundland and Labrador | Municipal or another local authority | Municipal or another local authority | Continuous | Quarterly | Quarterly | 0 | 1236.6 | 61800 | 92 | 117 | 25 | 92 | 68 | 25 | 43 |  |  | Approved
29269 | 2024-Q1 | St Anthony | 16 Marine Drive Ext. | St Anthony | Newfoundland and Labrador | Municipal or another local authority | Municipal or another local authority | Continuous | Quarterly | Quarterly | 0 | 735.1 | 21952 | 91 | 59 | 25 | 34 | 62 | 25 | 37 |  |  | Approved
29269 | 2024-Q2 | St Anthony | 16 Marine Drive Ext. | St Anthony | Newfoundland and Labrador | Municipal or another local authority | Municipal or another local authority | Continuous | Quarterly | Quarterly | 0 | 735.1 | 26092 | 91 | 52 | 25 | 27 | 52 | 25 | 27 |  |  | Approved
29269 | 2024-Q3 | St Anthony | 16 Marine Drive Ext. | St Anthony | Newfoundland and Labrador | Municipal or another local authority | Municipal or another local authority | Continuous | Quarterly | Quarterly | 0 | 735.1 | 23495 | 92 | 104 | 25 | 79 | 64 | 25 | 39 |  |  | Approved
29269 | 2024-Q4 | St Anthony | 16 Marine Drive Ext. | St Anthony | Newfoundland and Labrador | Municipal or another local authority | Municipal or another local authority | Continuous | Quarterly | Quarterly | 0 | 735.1 | 92633 | 92 | 47 | 25 | 22 | 57 | 25 | 32 |  |  | Approved
29427 | 2017-Q1 | Town of Embree | Main st. Outfall | Embree | Newfoundland and Labrador | Municipal or another local authority | Municipal or another local authority | Continuous | Quarterly | Quarterly | 0 | 131 | 8629 | 90 | 9 | 25 | -16 | 13 | 25 | -12 |  |  | Approved
29427 | 2017-Q2 | Town of Embree | Main st. Outfall | Embree | Newfoundland and Labrador | Municipal or another local authority | Municipal or another local authority | Continuous | Quarterly | Quarterly | 0 | 131 | 18421 | 91 | 24 | 25 | -1 | 45 | 25 | 20 |  |  | Approved
29427 | 2017-Q3 | Town of Embree | Main st. Outfall | Embree | Newfoundland and Labrador | Municipal or another local authority | Municipal or another local authority | Continuous | Quarterly | Quarterly | 0 | 131 | 7853 | 92 | 24 | 25 | -1 | 40 | 25 | 15 |  |  | Approved
29427 | 2017-Q4 | Town of Embree | Main st. Outfall | Embree | Newfoundland and Labrador | Municipal or another local authority | Municipal or another local authority | Continuous | Quarterly | Quarterly | 0 | 131 | 9200 | 92 | 43 | 25 | 18 | 50 | 25 | 25 |  |  | Approved
29427 | 2018-Q1 | Town of Embree | Main st. Outfall | Embree | Newfoundland and Labrador | Municipal or another local authority | Municipal or another local authority | Continuous | Quarterly | Quarterly | 0 | 120.8 | 15654 | 90 | 47 | 25 | 22 | 30 | 25 | 5 |  |  | Approved
29427 | 2018-Q2 | Town of Embree | Main st. Outfall | Embree | Newfoundland and Labrador | Municipal or another local authority | Municipal or another local authority | Continuous | Quarterly | Quarterly | 0 | 120.8 | 14946 | 91 | 110 | 25 | 85 | 80 | 25 | 55 |  |  | Approved
29427 | 2018-Q3 | Town of Embree | Main st. Outfall | Embree | Newfoundland and Labrador | Municipal or another local authority | Municipal or another local authority | Continuous | Quarterly | Quarterly | 0 | 120.8 | 5036 | 92 | 91 | 25 | 66 | 52 | 25 | 27 |  |  | Approved
29427 | 2018-Q4 | Town of Embree | Main st. Outfall | Embree | Newfoundland and Labrador | Municipal or another local authority | Municipal or another local authority | Continuous | Quarterly | Quarterly | 0 | 120.8 | 17052.9 | 92 | 62 | 25 | 37 | 226 | 25 | 201 |  |  | Approved
29427 | 2019-Q1 | Town of Embree | Main st. Outfall | Embree | Newfoundland and Labrador | Municipal or another local authority | Municipal or another local authority | Continuous | Quarterly | Quarterly | 0 | 144.4 | 9032 | 90 | 126 | 25 | 101 | 158 | 25 | 133 |  |  | Approved
29427 | 2019-Q2 | Town of Embree | Main st. Outfall | Embree | Newfoundland and Labrador | Municipal or another local authority | Municipal or another local authority | Continuous | Quarterly | Quarterly | 0 | 144.4 | 14728 | 91 | 68 | 25 | 43 | 53 | 25 | 28 |  |  | Approved
29427 | 2019-Q3 | Town of Embree | Main st. Outfall | Embree | Newfoundland and Labrador | Municipal or another local authority | Municipal or another local authority | Continuous | Quarterly | Quarterly | 0 | 144.4 | 7177 | 92 | 69 | 25 | 44 | 84 | 25 | 59 |  |  | Approved
29427 | 2019-Q4 | Town of Embree | Main st. Outfall | Embree | Newfoundland and Labrador | Municipal or another local authority | Municipal or another local authority | Continuous | Quarterly | Quarterly | 0 | 144.4 | 11061 | 92 | 69 | 25 | 44 | 77 | 25 | 52 |  |  | Approved
29427 | 2020-Q1 | Town of Embree | Main st. Outfall | Embree | Newfoundland and Labrador | Municipal or another local authority | Municipal or another local authority | Continuous | Quarterly | Quarterly | 0 | 115.1 | 5551 | 91 | 97 | 25 | 72 | 84 | 25 | 59 |  |  | Approved
29427 | 2020-Q2 | Town of Embree | Main st. Outfall | Embree | Newfoundland and Labrador | Municipal or another local authority | Municipal or another local authority | Continuous | Quarterly | Quarterly | 0 | 115.1 | 36309 | 91 | 66 | 25 | 41 | 43 | 25 | 18 |  |  | Approved
29427 | 2020-Q3 | Town of Embree | Main st. Outfall | Embree | Newfoundland and Labrador | Municipal or another local authority | Municipal or another local authority | Continuous | Quarterly | Quarterly | 0 | 115.1 | 16586 | 92 | 128 | 25 | 103 | 74 | 25 | 49 |  |  | Approved
29427 | 2020-Q4 | Town of Embree | Main st. Outfall | Embree | Newfoundland and Labrador | Municipal or another local authority | Municipal or another local authority | Continuous | Quarterly | Quarterly | 0 | 115.1 | 14727 | 92 | 61 | 25 | 36 | 35 | 25 | 10 |  |  | Approved
29427 | 2021-Q1 | Town of Embree | Main st. Outfall | Embree | Newfoundland and Labrador | Municipal or another local authority | Municipal or another local authority | Continuous | Quarterly | Quarterly | 0 | 199.9 | 41420 | 90 | 150 | 25 | 125 | 85 | 25 | 60 |  |  | Approved
29427 | 2021-Q2 | Town of Embree | Main st. Outfall | Embree | Newfoundland and Labrador | Municipal or another local authority | Municipal or another local authority | Continuous | Quarterly | Quarterly | 0 | 199.9 | 36213 | 91 | 133 | 25 | 108 | 298 | 25 | 273 |  |  | Approved
29427 | 2021-Q3 | Town of Embree | Main st. Outfall | Embree | Newfoundland and Labrador | Municipal or another local authority | Municipal or another local authority | Continuous | Quarterly | Quarterly | 0 | 199.9 | 10159 | 92 | 154 | 25 | 129 | 68 | 25 | 43 |  |  | Approved
29427 | 2021-Q4 | Town of Embree | Main st. Outfall | Embree | Newfoundland and Labrador | Municipal or another local authority | Municipal or another local authority | Continuous | Quarterly | Quarterly | 0 | 199.9 | 40141 | 92 | 75 | 25 | 50 | 38 | 25 | 13 |  |  | Approved
29427 | 2022-Q1 | Town of Embree | Main st. Outfall | Embree | Newfoundland and Labrador | Municipal or another local authority | Municipal or another local authority | Continuous | Quarterly | Quarterly | 0 | 350.5 | 38936 | 90 | 107 | 25 | 82 | 59 | 25 | 34 |  |  | Approved
29427 | 2022-Q2 | Town of Embree | Main st. Outfall | Embree | Newfoundland and Labrador | Municipal or another local authority | Municipal or another local authority | Continuous | Quarterly | Quarterly | 0 | 350.5 | 34063 | 91 | 77 | 25 | 52 | 62 | 25 | 37 |  |  | Approved
29427 | 2022-Q3 | Town of Embree | Main st. Outfall | Embree | Newfoundland and Labrador | Municipal or another local authority | Municipal or another local authority | Continuous | Quarterly | Quarterly | 0 | 350.5 | 13645 | 92 | 171 | 25 | 146 | 111 | 25 | 86 |  |  | Approved
29427 | 2022-Q4 | Town of Embree | Main st. Outfall | Embree | Newfoundland and Labrador | Municipal or another local authority | Municipal or another local authority | Continuous | Quarterly | Quarterly | 0 | 350.5 | 32903 | 92 | 105 | 25 | 80 | 112 | 25 | 87 |  |  | Approved
29427 | 2023-Q1 | Town of Embree | Main st. Outfall | Embree | Newfoundland and Labrador | Municipal or another local authority | Municipal or another local authority | Continuous | Quarterly | Quarterly | 0 | 327.5 | 42246 | 90 | 88 | 25 | 63 | 78 | 25 | 53 |  |  | Approved
29427 | 2023-Q2 | Town of Embree | Main st. Outfall | Embree | Newfoundland and Labrador | Municipal or another local authority | Municipal or another local authority | Continuous | Quarterly | Quarterly | 0 | 327.5 | 41691 | 91 | 53 | 25 | 28 | 53 | 25 | 28 |  |  | Approved
29427 | 2023-Q3 | Town of Embree | Main st. Outfall | Embree | Newfoundland and Labrador | Municipal or another local authority | Municipal or another local authority | Continuous | Quarterly | Quarterly | 0 | 327.5 | 11640 | 92 | 140 | 25 | 115 | 78 | 25 | 53 |  |  | Approved
29427 | 2023-Q4 | Town of Embree | Main st. Outfall | Embree | Newfoundland and Labrador | Municipal or another local authority | Municipal or another local authority | Continuous | Quarterly | Quarterly | 0 | 327.5 | 32722 | 92 | 48 | 25 | 23 | 35 | 25 | 10 |  |  | Approved
29427 | 2024-Q1 | Town of Embree | Main st. Outfall | Embree | Newfoundland and Labrador | Municipal or another local authority | Municipal or another local authority | Continuous | Quarterly | Quarterly | 0 | 351.5 | 45197 | 91 | 122 | 25 | 97 | 163 | 25 | 138 |  |  | Approved
29427 | 2024-Q2 | Town of Embree | Main st. Outfall | Embree | Newfoundland and Labrador | Municipal or another local authority | Municipal or another local authority | Continuous | Quarterly | Quarterly | 0 | 351.5 | 35453 | 91 | 93 | 25 | 68 | 63 | 25 | 38 |  |  | Approved
29427 | 2024-Q3 | Town of Embree | Main st. Outfall | Embree | Newfoundland and Labrador | Municipal or another local authority | Municipal or another local authority | Continuous | Quarterly | Quarterly | 0 | 351.5 | 18038 | 92 | 79 | 25 | 54 | 36 | 25 | 11 |  |  | Approved
29427 | 2024-Q4 | Town of Embree | Main st. Outfall | Embree | Newfoundland and Labrador | Municipal or another local authority | Municipal or another local authority | Continuous | Quarterly | Quarterly | 0 | 351.5 | 42628 | 92 | 39 | 25 | 14 | 22 | 25 | -3 |  |  | Approved
29428 | 2017-Q1 | Town of Embree | Nippards Lane | Embree | Newfoundland and Labrador | Municipal or another local authority | Municipal or another local authority | Continuous | Quarterly | Quarterly | 0 | 152 | 15613 | 90 | 12 | 25 | -13 | 24 | 25 | -1 |  |  | Approved
29428 | 2017-Q2 | Town of Embree | Nippards Lane | Embree | Newfoundland and Labrador | Municipal or another local authority | Municipal or another local authority | Continuous | Quarterly | Quarterly | 0 | 152 | 22856 | 91 | 25 | 25 | 0 | 44 | 25 | 19 |  |  | Approved
29428 | 2017-Q3 | Town of Embree | Nippards Lane | Embree | Newfoundland and Labrador | Municipal or another local authority | Municipal or another local authority | Continuous | Quarterly | Quarterly | 0 | 152 | 14151 | 92 | 17 | 25 | -8 | 32 | 25 | 7 |  |  | Approved
29428 | 2017-Q4 | Town of Embree | Nippards Lane | Embree | Newfoundland and Labrador | Municipal or another local authority | Municipal or another local authority | Continuous | Quarterly | Quarterly | 0 | 152 | 12757 | 92 | 41 | 25 | 16 | 139 | 25 | 114 |  |  | Approved
29428 | 2018-Q1 | Town of Embree | Nippards Lane | Embree | Newfoundland and Labrador | Municipal or another local authority | Municipal or another local authority | Continuous | Quarterly | Quarterly | 0 | 179.1 | 10329 | 90 | 58 | 25 | 33 | 55 | 25 | 30 |  |  | Approved
29428 | 2018-Q2 | Town of Embree | Nippards Lane | Embree | Newfoundland and Labrador | Municipal or another local authority | Municipal or another local authority | Continuous | Quarterly | Quarterly | 0 | 179.1 | 12931 | 91 | 103 | 25 | 78 | 250 | 25 | 225 |  |  | Approved
29428 | 2018-Q3 | Town of Embree | Nippards Lane | Embree | Newfoundland and Labrador | Municipal or another local authority | Municipal or another local authority | Continuous | Quarterly | Quarterly | 0 | 179.1 | 4828 | 92 | 124 | 25 | 99 | 105 | 25 | 80 |  |  | Approved
29428 | 2018-Q4 | Town of Embree | Nippards Lane | Embree | Newfoundland and Labrador | Municipal or another local authority | Municipal or another local authority | Continuous | Quarterly | Quarterly | 0 | 179.1 | 15003.4 | 92 | 69 | 25 | 44 | 140 | 25 | 115 |  |  | Approved
29428 | 2019-Q1 | Town of Embree | Nippards Lane | Embree | Newfoundland and Labrador | Municipal or another local authority | Municipal or another local authority | Continuous | Quarterly | Quarterly | 0 | 118.1 | 12413 | 90 | 158 | 25 | 133 | 180 | 25 | 155 |  |  | Approved
29428 | 2019-Q2 | Town of Embree | Nippards Lane | Embree | Newfoundland and Labrador | Municipal or another local authority | Municipal or another local authority | Continuous | Quarterly | Quarterly | 0 | 118.1 | 27904 | 91 | 67 | 25 | 42 | 73 | 25 | 48 |  |  | Approved
29428 | 2019-Q3 | Town of Embree | Nippards Lane | Embree | Newfoundland and Labrador | Municipal or another local authority | Municipal or another local authority | Continuous | Quarterly | Quarterly | 0 | 118.1 | 20114 | 92 | 109 | 25 | 84 | 108 | 25 | 83 |  |  | Approved
29428 | 2019-Q4 | Town of Embree | Nippards Lane | Embree | Newfoundland and Labrador | Municipal or another local authority | Municipal or another local authority | Continuous | Quarterly | Quarterly | 0 | 118.1 | 30984 | 92 | 86 | 25 | 61 | 79 | 25 | 54 |  |  | Approved
29428 | 2020-Q1 | Town of Embree | Nippards Lane | Embree | Newfoundland and Labrador | Municipal or another local authority | Municipal or another local authority | Continuous | Quarterly | Quarterly | 0 | 250.5 | 15379 | 91 | 106 | 25 | 81 | 77 | 25 | 52 |  |  | Approved
29428 | 2020-Q2 | Town of Embree | Nippards Lane | Embree | Newfoundland and Labrador | Municipal or another local authority | Municipal or another local authority | Continuous | Quarterly | Quarterly | 0 | 250.5 | 23114 | 91 | 93 | 25 | 68 | 126 | 25 | 101 |  |  | Approved
29428 | 2020-Q3 | Town of Embree | Nippards Lane | Embree | Newfoundland and Labrador | Municipal or another local authority | Municipal or another local authority | Continuous | Quarterly | Quarterly | 0 | 250.5 | 9325 | 92 | 126 | 25 | 101 | 81 | 25 | 56 |  |  | Approved
29428 | 2020-Q4 | Town of Embree | Nippards Lane | Embree | Newfoundland and Labrador | Municipal or another local authority | Municipal or another local authority | Continuous | Quarterly | Quarterly | 0 | 250.5 | 11970 | 92 | 72 | 25 | 47 | 74 | 25 | 49 |  |  | Approved
29428 | 2021-Q1 | Town of Embree | Nippards Lane | Embree | Newfoundland and Labrador | Municipal or another local authority | Municipal or another local authority | Continuous | Quarterly | Quarterly | 0 | 163.4 | 15867 | 90 | 181 | 25 | 156 | 181 | 25 | 156 |  |  | Approved
29428 | 2021-Q2 | Town of Embree | Nippards Lane | Embree | Newfoundland and Labrador | Municipal or another local authority | Municipal or another local authority | Continuous | Quarterly | Quarterly | 0 | 163.4 | 15194 | 91 | 129 | 25 | 104 | 89 | 25 | 64 |  |  | Approved
29428 | 2021-Q3 | Town of Embree | Nippards Lane | Embree | Newfoundland and Labrador | Municipal or another local authority | Municipal or another local authority | Continuous | Quarterly | Quarterly | 0 | 163.4 | 12606 | 92 | 171 | 25 | 146 | 185 | 25 | 160 |  |  | Approved
29428 | 2021-Q4 | Town of Embree | Nippards Lane | Embree | Newfoundland and Labrador | Municipal or another local authority | Municipal or another local authority | Continuous | Quarterly | Quarterly | 0 | 163.4 | 20812 | 92 | 82 | 25 | 57 | 67 | 25 | 42 |  |  | Approved
29428 | 2022-Q1 | Town of Embree | Nippards Lane | Embree | Newfoundland and Labrador | Municipal or another local authority | Municipal or another local authority | Continuous | Quarterly | Quarterly | 0 | 176.7 | 14283 | 90 | 87 | 25 | 62 | 80 | 25 | 55 |  |  | Approved
29428 | 2022-Q2 | Town of Embree | Nippards Lane | Embree | Newfoundland and Labrador | Municipal or another local authority | Municipal or another local authority | Continuous | Quarterly | Quarterly | 0 | 176.7 | 10879 | 91 | 94 | 25 | 69 | 69 | 25 | 44 |  |  | Approved
29428 | 2022-Q3 | Town of Embree | Nippards Lane | Embree | Newfoundland and Labrador | Municipal or another local authority | Municipal or another local authority | Continuous | Quarterly | Quarterly | 0 | 176.7 | 9296 | 92 | 131 | 25 | 106 | 75 | 25 | 50 |  |  | Approved
29428 | 2022-Q4 | Town of Embree | Nippards Lane | Embree | Newfoundland and Labrador | Municipal or another local authority | Municipal or another local authority | Continuous | Quarterly | Quarterly | 0 | 176.7 | 10370 | 92 | 116 | 25 | 91 | 84 | 25 | 59 |  |  | Approved
29428 | 2023-Q1 | Town of Embree | Nippards Lane | Embree | Newfoundland and Labrador | Municipal or another local authority | Municipal or another local authority | Continuous | Quarterly | Quarterly | 0 | 122.8 | 14683 | 90 | 98 | 25 | 73 | 323 | 25 | 298 |  |  | Approved
29428 | 2023-Q2 | Town of Embree | Nippards Lane | Embree | Newfoundland and Labrador | Municipal or another local authority | Municipal or another local authority | Continuous | Quarterly | Quarterly | 0 | 122.8 | 19212 | 91 | 94 | 25 | 69 | 113 | 25 | 88 |  |  | Approved
29428 | 2023-Q3 | Town of Embree | Nippards Lane | Embree | Newfoundland and Labrador | Municipal or another local authority | Municipal or another local authority | Continuous | Quarterly | Quarterly | 0 | 122.8 | 14131 | 92 | 118 | 25 | 93 | 89 | 25 | 64 |  |  | Approved
29428 | 2023-Q4 | Town of Embree | Nippards Lane | Embree | Newfoundland and Labrador | Municipal or another local authority | Municipal or another local authority | Continuous | Quarterly | Quarterly | 0 | 122.8 | 14637 | 92 | 137 | 25 | 112 | 764 | 25 | 739 |  |  | Approved
29428 | 2024-Q1 | Town of Embree | Nippards Lane | Embree | Newfoundland and Labrador | Municipal or another local authority | Municipal or another local authority | Continuous | Quarterly | Quarterly | 0 | 171.7 | 20855 | 91 | 122 | 25 | 97 | 81 | 25 | 56 |  |  | Approved
29428 | 2024-Q2 | Town of Embree | Nippards Lane | Embree | Newfoundland and Labrador | Municipal or another local authority | Municipal or another local authority | Continuous | Quarterly | Quarterly | 0 | 171.7 | 23045 | 91 | 108 | 25 | 83 | 137 | 25 | 112 |  |  | Approved
29428 | 2024-Q3 | Town of Embree | Nippards Lane | Embree | Newfoundland and Labrador | Municipal or another local authority | Municipal or another local authority | Continuous | Quarterly | Quarterly | 0 | 171.7 | 17238 | 92 | 115 | 25 | 90 | 124 | 25 | 99 |  |  | Approved
29428 | 2024-Q4 | Town of Embree | Nippards Lane | Embree | Newfoundland and Labrador | Municipal or another local authority | Municipal or another local authority | Continuous | Quarterly | Quarterly | 0 | 171.7 | 16180 | 92 | 60 | 25 | 35 | 56 | 25 | 31 |  |  | Approved
29478 | 2016-Q3 | Town of Trinity | Trinity Outfall | Trinity | Newfoundland and Labrador | Municipal or another local authority | Municipal or another local authority | Continuous | Quarterly | Quarterly | 0 | 125 | 1487 | 61 | 63 | 25 | 38 | 87 | 25 | 62 |  |  | Approved
29478 | 2016-Q4 | Town of Trinity | Trinity Outfall | Trinity | Newfoundland and Labrador | Municipal or another local authority | Municipal or another local authority | Continuous | Quarterly | Quarterly | 0 | 125 | 640 | 92 | 8 | 25 | -17 | 50 | 25 | 25 |  |  | Approved
29478 | 2017-Q1 | Town of Trinity | Trinity Outfall | Trinity | Newfoundland and Labrador | Municipal or another local authority | Municipal or another local authority | Continuous | Quarterly | Quarterly | 0 | 125 | 1060 | 90 | 32 | 25 | 7 | 28 | 25 | 3 |  |  | Approved
29478 | 2017-Q2 | Town of Trinity | Trinity Outfall | Trinity | Newfoundland and Labrador | Municipal or another local authority | Municipal or another local authority | Continuous | Quarterly | Quarterly | 0 | 125 | 839 | 91 | 29 | 25 | 4 | 52 | 25 | 27 |  |  | Approved
29478 | 2017-Q3 | Town of Trinity | Trinity Outfall | Trinity | Newfoundland and Labrador | Municipal or another local authority | Municipal or another local authority | Continuous | Quarterly | Quarterly | 0 | 125 | 5422 | 92 | 46 | 25 | 21 | 52 | 25 | 27 |  |  | Approved
29478 | 2017-Q4 | Town of Trinity | Trinity Outfall | Trinity | Newfoundland and Labrador | Municipal or another local authority | Municipal or another local authority | Continuous | Quarterly | Quarterly | 0 | 125 | 5801 | 92 | 33 | 25 | 8 | 35 | 25 | 10 |  |  | Approved
29478 | 2018-Q1 | Town of Trinity | Trinity Outfall | Trinity | Newfoundland and Labrador | Municipal or another local authority | Municipal or another local authority | Continuous | Quarterly | Quarterly | 0 | 36 | 18201 | 90 | 58 | 25 | 33 | 68 | 25 | 43 |  |  | Approved
29478 | 2018-Q2 | Town of Trinity | Trinity Outfall | Trinity | Newfoundland and Labrador | Municipal or another local authority | Municipal or another local authority | Continuous | Quarterly | Quarterly | 0 | 36 | 24824 | 91 | 216 | 25 | 191 | 196 | 25 | 171 |  |  | Approved
29478 | 2018-Q3 | Town of Trinity | Trinity Outfall | Trinity | Newfoundland and Labrador | Municipal or another local authority | Municipal or another local authority | Continuous | Quarterly | Quarterly | 0 | 36 | 5552 | 92 | 192 | 25 | 167 | 104 | 25 | 79 |  |  | Approved
29478 | 2018-Q4 | Town of Trinity | Trinity Outfall | Trinity | Newfoundland and Labrador | Municipal or another local authority | Municipal or another local authority | Continuous | Quarterly | Quarterly | 0 | 36 | 5223.8 | 92 | 155 | 25 | 130 | 108 | 25 | 83 |  |  | Approved
29478 | 2019-Q1 | Town of Trinity | Trinity Outfall | Trinity | Newfoundland and Labrador | Municipal or another local authority | Municipal or another local authority | Continuous | Quarterly | Quarterly | 0 | 147.4 | 5396 | 90 | 97 | 25 | 72 | 53 | 25 | 28 |  |  | Approved
29478 | 2019-Q2 | Town of Trinity | Trinity Outfall | Trinity | Newfoundland and Labrador | Municipal or another local authority | Municipal or another local authority | Continuous | Quarterly | Quarterly | 0 | 147.4 | 8793 | 91 | 114 | 25 | 89 | 69 | 25 | 44 |  |  | Approved
29478 | 2019-Q3 | Town of Trinity | Trinity Outfall | Trinity | Newfoundland and Labrador | Municipal or another local authority | Municipal or another local authority | Continuous | Quarterly | Quarterly | 0 | 147.4 | 3059 | 92 | 214 | 25 | 189 | 230 | 25 | 205 |  |  | Approved
29478 | 2019-Q4 | Town of Trinity | Trinity Outfall | Trinity | Newfoundland and Labrador | Municipal or another local authority | Municipal or another local authority | Continuous | Quarterly | Quarterly | 0 | 147.4 | 2198 | 92 | 102 | 25 | 77 | 100 | 25 | 75 |  |  | Approved
29478 | 2020-Q1 | Town of Trinity | Trinity Outfall | Trinity | Newfoundland and Labrador | Municipal or another local authority | Municipal or another local authority | Continuous | Quarterly | Quarterly | 0 | 53.3 | 1820 | 91 | 21 | 25 | -4 | 9 | 25 | -16 |  |  | Approved
29478 | 2020-Q2 | Town of Trinity | Trinity Outfall | Trinity | Newfoundland and Labrador | Municipal or another local authority | Municipal or another local authority | Continuous | Quarterly | Quarterly | 0 | 53.3 | 3036 | 44 | 76 | 25 | 51 | 148 | 25 | 123 |  |  | Approved
29487 | 2016-Q3 | Town of Harbour Breton | Jon Green Outfall | Harbour Breton | Newfoundland and Labrador | Municipal or another local authority | Municipal or another local authority | Continuous | Quarterly | Quarterly | 0 | 300 | 12759 | 78 | 157 | 25 | 132 | 42 | 25 | 17 |  |  | Approved
29487 | 2016-Q4 | Town of Harbour Breton | Jon Green Outfall | Harbour Breton | Newfoundland and Labrador | Municipal or another local authority | Municipal or another local authority | Continuous | Quarterly | Quarterly | 0 | 300 | 27922 | 92 | 38 | 25 | 13 | 29 | 25 | 4 |  |  | Approved
29487 | 2017-Q1 | Town of Harbour Breton | Jon Green Outfall | Harbour Breton | Newfoundland and Labrador | Municipal or another local authority | Municipal or another local authority | Continuous | Quarterly | Quarterly | 0 | 300 | 32235 | 90 | 16 | 25 | -9 | 0 | 25 | -25 |  |  | Approved
29487 | 2017-Q2 | Town of Harbour Breton | Jon Green Outfall | Harbour Breton | Newfoundland and Labrador | Municipal or another local authority | Municipal or another local authority | Continuous | Quarterly | Quarterly | 0 | 300 | 14814 | 91 | 31 | 25 | 6 | 39 | 25 | 14 |  |  | Approved
29487 | 2017-Q3 | Town of Harbour Breton | Jon Green Outfall | Harbour Breton | Newfoundland and Labrador | Municipal or another local authority | Municipal or another local authority | Continuous | Quarterly | Quarterly | 0 | 300 | 16035 | 92 | 26 | 25 | 1 | 31 | 25 | 6 |  |  | Approved
29487 | 2017-Q4 | Town of Harbour Breton | Jon Green Outfall | Harbour Breton | Newfoundland and Labrador | Municipal or another local authority | Municipal or another local authority | Continuous | Quarterly | Quarterly | 0 | 300 | 22854 | 92 | 58 | 25 | 33 | 85 | 25 | 60 |  |  | Approved
29487 | 2018-Q1 | Town of Harbour Breton | Jon Green Outfall | Harbour Breton | Newfoundland and Labrador | Municipal or another local authority | Municipal or another local authority | Continuous | Quarterly | Quarterly | 0 | 235.4 | 28593 | 90 | 30 | 25 | 5 | 34 | 25 | 9 |  |  | Approved
29487 | 2018-Q2 | Town of Harbour Breton | Jon Green Outfall | Harbour Breton | Newfoundland and Labrador | Municipal or another local authority | Municipal or another local authority | Continuous | Quarterly | Quarterly | 0 | 235.4 | 31348 | 91 | 179 | 25 | 154 | 195 | 25 | 170 |  |  | Approved
29487 | 2018-Q3 | Town of Harbour Breton | Jon Green Outfall | Harbour Breton | Newfoundland and Labrador | Municipal or another local authority | Municipal or another local authority | Continuous | Quarterly | Quarterly | 0 | 235.4 | 21903 | 92 | 110 | 25 | 85 | 143 | 25 | 118 |  |  | Approved
29487 | 2018-Q4 | Town of Harbour Breton | Jon Green Outfall | Harbour Breton | Newfoundland and Labrador | Municipal or another local authority | Municipal or another local authority | Continuous | Quarterly | Quarterly | 0 | 235.4 | 21043.4 | 92 | 114 | 25 | 89 | 69 | 25 | 44 |  |  | Approved
29487 | 2019-Q1 | Town of Harbour Breton | Jon Green Outfall | Harbour Breton | Newfoundland and Labrador | Municipal or another local authority | Municipal or another local authority | Continuous | Quarterly | Quarterly | 0 | 281.9 | 11694 | 90 | 129 | 25 | 104 | 98 | 25 | 73 |  |  | Approved
29487 | 2019-Q2 | Town of Harbour Breton | Jon Green Outfall | Harbour Breton | Newfoundland and Labrador | Municipal or another local authority | Municipal or another local authority | Continuous | Quarterly | Quarterly | 0 | 281.9 | 16093 | 91 | 128 | 25 | 103 | 63 | 25 | 38 |  |  | Approved
29487 | 2019-Q3 | Town of Harbour Breton | Jon Green Outfall | Harbour Breton | Newfoundland and Labrador | Municipal or another local authority | Municipal or another local authority | Continuous | Quarterly | Quarterly | 0 | 281.9 | 11433 | 92 | 208 | 25 | 183 | 666 | 25 | 641 |  |  | Approved
29487 | 2019-Q4 | Town of Harbour Breton | Jon Green Outfall | Harbour Breton | Newfoundland and Labrador | Municipal or another local authority | Municipal or another local authority | Continuous | Quarterly | Quarterly | 0 | 281.9 | 15823 | 92 | 181 | 25 | 156 | 117 | 25 | 92 |  |  | Approved
29487 | 2020-Q1 | Town of Harbour Breton | Jon Green Outfall | Harbour Breton | Newfoundland and Labrador | Municipal or another local authority | Municipal or another local authority | Continuous | Quarterly | Quarterly | 0 | 150.8 | 11466 | 91 | 120 | 25 | 95 | 149 | 25 | 124 |  |  | Approved
29487 | 2020-Q2 | Town of Harbour Breton | Jon Green Outfall | Harbour Breton | Newfoundland and Labrador | Municipal or another local authority | Municipal or another local authority | Continuous | Quarterly | Quarterly | 0 | 150.8 | 13923 | 91 | 143 | 25 | 118 | 63 | 25 | 38 |  |  | Approved
29487 | 2020-Q3 | Town of Harbour Breton | Jon Green Outfall | Harbour Breton | Newfoundland and Labrador | Municipal or another local authority | Municipal or another local authority | Continuous | Quarterly | Quarterly | 0 | 150.8 | 9543 | 92 | 138 | 25 | 113 | 98 | 25 | 73 |  |  | Approved
29487 | 2020-Q4 | Town of Harbour Breton | Jon Green Outfall | Harbour Breton | Newfoundland and Labrador | Municipal or another local authority | Municipal or another local authority | Continuous | Quarterly | Quarterly | 0 | 150.8 | 15588 | 92 | 98 | 25 | 73 | 105 | 25 | 80 |  |  | Approved
29487 | 2021-Q1 | Town of Harbour Breton | Jon Green Outfall | Harbour Breton | Newfoundland and Labrador | Municipal or another local authority | Municipal or another local authority | Continuous | Quarterly | Quarterly | 0 | 138 | 14213 | 90 | 192 | 25 | 167 | 192 | 25 | 167 |  |  | Approved
29487 | 2021-Q2 | Town of Harbour Breton | Jon Green Outfall | Harbour Breton | Newfoundland and Labrador | Municipal or another local authority | Municipal or another local authority | Continuous | Quarterly | Quarterly | 0 | 138 | 9129 | 91 | 140 | 25 | 115 | 256 | 25 | 231 |  |  | Approved
29487 | 2021-Q3 | Town of Harbour Breton | Jon Green Outfall | Harbour Breton | Newfoundland and Labrador | Municipal or another local authority | Municipal or another local authority | Continuous | Quarterly | Quarterly | 0 | 138 | 4635 | 92 | 166 | 25 | 141 | 115 | 25 | 90 |  |  | Approved
29487 | 2021-Q4 | Town of Harbour Breton | Jon Green Outfall | Harbour Breton | Newfoundland and Labrador | Municipal or another local authority | Municipal or another local authority | Continuous | Quarterly | Quarterly | 0 | 138 | 13471 | 92 | 161 | 25 | 136 | 97 | 25 | 72 |  |  | Approved
29487 | 2022-Q1 | Town of Harbour Breton | Jon Green Outfall | Harbour Breton | Newfoundland and Labrador | Municipal or another local authority | Municipal or another local authority | Continuous | Quarterly | Quarterly | 0 | 113.6 | 16947 | 90 | 137 | 25 | 112 | 59 | 25 | 34 |  |  | Approved
29487 | 2022-Q2 | Town of Harbour Breton | Jon Green Outfall | Harbour Breton | Newfoundland and Labrador | Municipal or another local authority | Municipal or another local authority | Continuous | Quarterly | Quarterly | 0 | 113.6 | 11020 | 91 | 173 | 25 | 148 | 52 | 25 | 27 |  |  | Approved
29487 | 2022-Q3 | Town of Harbour Breton | Jon Green Outfall | Harbour Breton | Newfoundland and Labrador | Municipal or another local authority | Municipal or another local authority | Continuous | Quarterly | Quarterly | 0 | 113.6 | 5133 | 92 | 149 | 25 | 124 | 70 | 25 | 45 |  |  | Approved
29487 | 2022-Q4 | Town of Harbour Breton | Jon Green Outfall | Harbour Breton | Newfoundland and Labrador | Municipal or another local authority | Municipal or another local authority | Continuous | Quarterly | Quarterly | 0 | 113.6 | 18068 | 92 | 160 | 25 | 135 | 76 | 25 | 51 |  |  | Approved
29487 | 2023-Q1 | Town of Harbour Breton | Jon Green Outfall | Harbour Breton | Newfoundland and Labrador | Municipal or another local authority | Municipal or another local authority | Continuous | Quarterly | Quarterly | 0 | 140.2 | 15057 | 90 | 166 | 25 | 141 | 139 | 25 | 114 |  |  | Approved
29487 | 2023-Q2 | Town of Harbour Breton | Jon Green Outfall | Harbour Breton | Newfoundland and Labrador | Municipal or another local authority | Municipal or another local authority | Continuous | Quarterly | Quarterly | 0 | 140.2 | 8219 | 91 | 171 | 25 | 146 | 188 | 25 | 163 |  |  | Approved
29487 | 2023-Q3 | Town of Harbour Breton | Jon Green Outfall | Harbour Breton | Newfoundland and Labrador | Municipal or another local authority | Municipal or another local authority | Continuous | Quarterly | Quarterly | 0 | 140.2 | 13436 | 92 | 109 | 25 | 84 | 90 | 25 | 65 |  |  | Approved
29487 | 2023-Q4 | Town of Harbour Breton | Jon Green Outfall | Harbour Breton | Newfoundland and Labrador | Municipal or another local authority | Municipal or another local authority | Continuous | Quarterly | Quarterly | 0 | 140.2 | 15267 | 92 | 141 | 25 | 116 | 78 | 25 | 53 |  |  | Approved
29487 | 2024-Q1 | Town of Harbour Breton | Jon Green Outfall | Harbour Breton | Newfoundland and Labrador | Municipal or another local authority | Municipal or another local authority | Continuous | Quarterly | Quarterly | 0 | 142.4 | 16277 | 91 | 137 | 25 | 112 | 125 | 25 | 100 |  |  | Approved
29487 | 2024-Q2 | Town of Harbour Breton | Jon Green Outfall | Harbour Breton | Newfoundland and Labrador | Municipal or another local authority | Municipal or another local authority | Continuous | Quarterly | Quarterly | 0 | 142.4 | 6533 | 91 | 177 | 25 | 152 | 138 | 25 | 113 |  |  | Approved
29487 | 2024-Q3 | Town of Harbour Breton | Jon Green Outfall | Harbour Breton | Newfoundland and Labrador | Municipal or another local authority | Municipal or another local authority | Continuous | Quarterly | Quarterly | 0 | 142.4 | 10630 | 92 | 132 | 25 | 107 | 74 | 25 | 49 |  |  | Approved
29487 | 2024-Q4 | Town of Harbour Breton | Jon Green Outfall | Harbour Breton | Newfoundland and Labrador | Municipal or another local authority | Municipal or another local authority | Continuous | Quarterly | Quarterly | 0 | 142.4 | 35323 | 92 | 162 | 25 | 137 | 123 | 25 | 98 |  |  | Approved
29488 | 2016-Q3 | Town of Harbour Breton | Mike Rgly Outfall | Harbour Breton | Newfoundland and Labrador | Municipal or another local authority | Municipal or another local authority | Continuous | Quarterly | Quarterly | 0 | 300 | 22698 | 79 | 20 | 25 | -5 | 35 | 25 | 10 |  |  | Approved
29488 | 2016-Q4 | Town of Harbour Breton | Mike Rgly Outfall | Harbour Breton | Newfoundland and Labrador | Municipal or another local authority | Municipal or another local authority | Continuous | Quarterly | Quarterly | 0 | 300 | 23746 | 92 | 49 | 25 | 24 | 14 | 25 | -11 |  |  | Approved
29488 | 2017-Q1 | Town of Harbour Breton | Mike Rgly Outfall | Harbour Breton | Newfoundland and Labrador | Municipal or another local authority | Municipal or another local authority | Continuous | Quarterly | Quarterly | 0 | 300 | 46890 | 90 | 12 | 25 | -13 | 23 | 25 | -2 |  |  | Approved
29488 | 2017-Q2 | Town of Harbour Breton | Mike Rgly Outfall | Harbour Breton | Newfoundland and Labrador | Municipal or another local authority | Municipal or another local authority | Continuous | Quarterly | Quarterly | 0 | 300 | 6237 | 91 | 56 | 25 | 31 | 51 | 25 | 26 |  |  | Approved
29488 | 2017-Q3 | Town of Harbour Breton | Mike Rgly Outfall | Harbour Breton | Newfoundland and Labrador | Municipal or another local authority | Municipal or another local authority | Continuous | Quarterly | Quarterly | 0 | 300 | 16010 | 92 | 25 | 25 | 0 | 28 | 25 | 3 |  |  | Approved
29488 | 2017-Q4 | Town of Harbour Breton | Mike Rgly Outfall | Harbour Breton | Newfoundland and Labrador | Municipal or another local authority | Municipal or another local authority | Continuous | Quarterly | Quarterly | 0 | 300 | 34533 | 92 | 41 | 25 | 16 | 49 | 25 | 24 |  |  | Approved
29488 | 2018-Q1 | Town of Harbour Breton | Mike Rgly Outfall | Harbour Breton | Newfoundland and Labrador | Municipal or another local authority | Municipal or another local authority | Continuous | Quarterly | Quarterly | 0 | 284 | 46244 | 90 | 29 | 25 | 4 | 25 | 25 | 0 |  |  | Approved
29488 | 2018-Q2 | Town of Harbour Breton | Mike Rgly Outfall | Harbour Breton | Newfoundland and Labrador | Municipal or another local authority | Municipal or another local authority | Continuous | Quarterly | Quarterly | 0 | 284 | 35858 | 91 | 128 | 25 | 103 | 189 | 25 | 164 |  |  | Approved
29488 | 2018-Q3 | Town of Harbour Breton | Mike Rgly Outfall | Harbour Breton | Newfoundland and Labrador | Municipal or another local authority | Municipal or another local authority | Continuous | Quarterly | Quarterly | 0 | 284 | 26613 | 92 | 136 | 25 | 111 | 163 | 25 | 138 |  |  | Approved
29488 | 2018-Q4 | Town of Harbour Breton | Mike Rgly Outfall | Harbour Breton | Newfoundland and Labrador | Municipal or another local authority | Municipal or another local authority | Continuous | Quarterly | Quarterly | 0 | 284 | 15503.7 | 92 | 111 | 25 | 86 | 102 | 25 | 77 |  |  | Approved
29488 | 2019-Q1 | Town of Harbour Breton | Mike Rgly Outfall | Harbour Breton | Newfoundland and Labrador | Municipal or another local authority | Municipal or another local authority | Continuous | Quarterly | Quarterly | 0 | 340.3 | 19326 | 90 | 178 | 25 | 153 | 91 | 25 | 66 |  |  | Approved
29488 | 2019-Q2 | Town of Harbour Breton | Mike Rgly Outfall | Harbour Breton | Newfoundland and Labrador | Municipal or another local authority | Municipal or another local authority | Continuous | Quarterly | Quarterly | 0 | 340.3 | 7669 | 91 | 129 | 25 | 104 | 119 | 25 | 94 |  |  | Approved
29488 | 2019-Q3 | Town of Harbour Breton | Mike Rgly Outfall | Harbour Breton | Newfoundland and Labrador | Municipal or another local authority | Municipal or another local authority | Continuous | Quarterly | Quarterly | 0 | 340.3 | 16965 | 92 | 147 | 25 | 122 | 295 | 25 | 270 |  |  | Approved
29488 | 2019-Q4 | Town of Harbour Breton | Mike Rgly Outfall | Harbour Breton | Newfoundland and Labrador | Municipal or another local authority | Municipal or another local authority | Continuous | Quarterly | Quarterly | 0 | 340.3 | 18315 | 92 | 96 | 25 | 71 | 137 | 25 | 112 |  |  | Approved
29488 | 2020-Q1 | Town of Harbour Breton | Mike Rgly Outfall | Harbour Breton | Newfoundland and Labrador | Municipal or another local authority | Municipal or another local authority | Continuous | Quarterly | Quarterly | 0 | 170.6 | 9464 | 91 | 203 | 25 | 178 | 351 | 25 | 326 |  |  | Approved
29488 | 2020-Q2 | Town of Harbour Breton | Mike Rgly Outfall | Harbour Breton | Newfoundland and Labrador | Municipal or another local authority | Municipal or another local authority | Continuous | Quarterly | Quarterly | 0 | 170.6 | 10283 | 91 | 81 | 25 | 56 | 100 | 25 | 75 |  |  | Approved
29488 | 2020-Q3 | Town of Harbour Breton | Mike Rgly Outfall | Harbour Breton | Newfoundland and Labrador | Municipal or another local authority | Municipal or another local authority | Continuous | Quarterly | Quarterly | 0 | 170.6 | 7038 | 92 | 175 | 25 | 150 | 149 | 25 | 124 |  |  | Approved
29488 | 2020-Q4 | Town of Harbour Breton | Mike Rgly Outfall | Harbour Breton | Newfoundland and Labrador | Municipal or another local authority | Municipal or another local authority | Continuous | Quarterly | Quarterly | 0 | 170.6 | 19884 | 92 | 101 | 25 | 76 | 135 | 25 | 110 |  |  | Approved
29488 | 2021-Q1 | Town of Harbour Breton | Mike Rgly Outfall | Harbour Breton | Newfoundland and Labrador | Municipal or another local authority | Municipal or another local authority | Continuous | Quarterly | Quarterly | 0 | 127.5 | 17631 | 90 | 190 | 25 | 165 | 223 | 25 | 198 |  |  | Approved
29488 | 2021-Q2 | Town of Harbour Breton | Mike Rgly Outfall | Harbour Breton | Newfoundland and Labrador | Municipal or another local authority | Municipal or another local authority | Continuous | Quarterly | Quarterly | 0 | 127.5 | 12310 | 91 | 135 | 25 | 110 | 122 | 25 | 97 |  |  | Approved
29488 | 2021-Q3 | Town of Harbour Breton | Mike Rgly Outfall | Harbour Breton | Newfoundland and Labrador | Municipal or another local authority | Municipal or another local authority | Continuous | Quarterly | Quarterly | 0 | 127.5 | 12461 | 92 | 213 | 25 | 188 | 122 | 25 | 97 |  |  | Approved
29488 | 2021-Q4 | Town of Harbour Breton | Mike Rgly Outfall | Harbour Breton | Newfoundland and Labrador | Municipal or another local authority | Municipal or another local authority | Continuous | Quarterly | Quarterly | 0 | 127.5 | 12912 | 92 | 91 | 25 | 66 | 102 | 25 | 77 |  |  | Approved
29488 | 2022-Q1 | Town of Harbour Breton | Mike Rgly Outfall | Harbour Breton | Newfoundland and Labrador | Municipal or another local authority | Municipal or another local authority | Continuous | Quarterly | Quarterly | 0 | 151.5 | 18519 | 90 | 211 | 25 | 186 | 166 | 25 | 141 |  |  | Approved
29488 | 2022-Q2 | Town of Harbour Breton | Mike Rgly Outfall | Harbour Breton | Newfoundland and Labrador | Municipal or another local authority | Municipal or another local authority | Continuous | Quarterly | Quarterly | 0 | 151.5 | 20743 | 91 | 141 | 25 | 116 | 128 | 25 | 103 |  |  | Approved
29488 | 2022-Q3 | Town of Harbour Breton | Mike Rgly Outfall | Harbour Breton | Newfoundland and Labrador | Municipal or another local authority | Municipal or another local authority | Continuous | Quarterly | Quarterly | 0 | 151.5 | 23979 | 92 | 154 | 25 | 129 | 99 | 25 | 74 |  |  | Approved
29488 | 2022-Q4 | Town of Harbour Breton | Mike Rgly Outfall | Harbour Breton | Newfoundland and Labrador | Municipal or another local authority | Municipal or another local authority | Continuous | Quarterly | Quarterly | 0 | 151.5 | 18409 | 92 | 142 | 25 | 117 | 74 | 25 | 49 |  |  | Approved
29488 | 2023-Q1 | Town of Harbour Breton | Mike Rgly Outfall | Harbour Breton | Newfoundland and Labrador | Municipal or another local authority | Municipal or another local authority | Continuous | Quarterly | Quarterly | 0 | 223.7 | 20283 | 90 | 210 | 25 | 185 | 340 | 25 | 315 |  |  | Approved
29488 | 2023-Q2 | Town of Harbour Breton | Mike Rgly Outfall | Harbour Breton | Newfoundland and Labrador | Municipal or another local authority | Municipal or another local authority | Continuous | Quarterly | Quarterly | 0 | 223.7 | 15911 | 91 | 151 | 25 | 126 | 109 | 25 | 84 |  |  | Approved
29488 | 2023-Q3 | Town of Harbour Breton | Mike Rgly Outfall | Harbour Breton | Newfoundland and Labrador | Municipal or another local authority | Municipal or another local authority | Continuous | Quarterly | Quarterly | 0 | 223.7 | 18220 | 92 | 107 | 25 | 82 | 61 | 25 | 36 |  |  | Approved
29488 | 2023-Q4 | Town of Harbour Breton | Mike Rgly Outfall | Harbour Breton | Newfoundland and Labrador | Municipal or another local authority | Municipal or another local authority | Continuous | Quarterly | Quarterly | 0 | 223.7 | 15660 | 92 | 126 | 25 | 101 | 76 | 25 | 51 |  |  | Approved
29488 | 2024-Q1 | Town of Harbour Breton | Mike Rgly Outfall | Harbour Breton | Newfoundland and Labrador | Municipal or another local authority | Municipal or another local authority | Continuous | Quarterly | Quarterly | 0 | 192 | 9764 | 91 | 104 | 25 | 79 | 160 | 25 | 135 |  |  | Approved
29488 | 2024-Q2 | Town of Harbour Breton | Mike Rgly Outfall | Harbour Breton | Newfoundland and Labrador | Municipal or another local authority | Municipal or another local authority | Continuous | Quarterly | Quarterly | 0 | 192 | 18327 | 91 | 103 | 25 | 78 | 116 | 25 | 91 |  |  | Approved
29488 | 2024-Q3 | Town of Harbour Breton | Mike Rgly Outfall | Harbour Breton | Newfoundland and Labrador | Municipal or another local authority | Municipal or another local authority | Continuous | Quarterly | Quarterly | 0 | 192 | 21100 | 92 | 121 | 25 | 96 | 96 | 25 | 71 |  |  | Approved
29488 | 2024-Q4 | Town of Harbour Breton | Mike Rgly Outfall | Harbour Breton | Newfoundland and Labrador | Municipal or another local authority | Municipal or another local authority | Continuous | Quarterly | Quarterly | 0 | 192 | 29198 | 92 | 212 | 25 | 187 | 341 | 25 | 316 |  |  | Approved
29499 | 2016-Q4 | Town of Roberts Arm | Roberts Arm Outfall | Roberts Arm | Newfoundland and Labrador | Municipal or another local authority | Municipal or another local authority | Continuous | Quarterly | Quarterly | 0 | 430 | 49150 | 79 | 16 | 25 | -9 | 9 | 25 | -16 |  |  | Approved
29499 | 2017-Q1 | Town of Roberts Arm | Roberts Arm Outfall | Roberts Arm | Newfoundland and Labrador | Municipal or another local authority | Municipal or another local authority | Continuous | Quarterly | Quarterly | 0 | 430 | 49754 | 90 | 20 | 25 | -5 | 5 | 25 | -20 |  |  | Approved
29499 | 2017-Q2 | Town of Roberts Arm | Roberts Arm Outfall | Roberts Arm | Newfoundland and Labrador | Municipal or another local authority | Municipal or another local authority | Continuous | Quarterly | Quarterly | 0 | 430 | 63181 | 91 | 35 | 25 | 10 | 38 | 25 | 13 |  |  | Approved
29499 | 2017-Q3 | Town of Roberts Arm | Roberts Arm Outfall | Roberts Arm | Newfoundland and Labrador | Municipal or another local authority | Municipal or another local authority | Continuous | Quarterly | Quarterly | 0 | 430 | 35603 | 92 | 26 | 25 | 1 | 41 | 25 | 16 |  |  | Approved
29499 | 2017-Q4 | Town of Roberts Arm | Roberts Arm Outfall | Roberts Arm | Newfoundland and Labrador | Municipal or another local authority | Municipal or another local authority | Continuous | Quarterly | Quarterly | 0 | 430 | 37080 | 92 | 18 | 25 | -7 | 23 | 25 | -2 |  |  | Approved
29499 | 2018-Q1 | Town of Roberts Arm | Roberts Arm Outfall | Roberts Arm | Newfoundland and Labrador | Municipal or another local authority | Municipal or another local authority | Continuous | Quarterly | Quarterly | 0 | 508.5 | 41892 | 90 | 28 | 25 | 3 | 18 | 25 | -7 |  |  | Approved
29499 | 2018-Q2 | Town of Roberts Arm | Roberts Arm Outfall | Roberts Arm | Newfoundland and Labrador | Municipal or another local authority | Municipal or another local authority | Continuous | Quarterly | Quarterly | 0 | 508.5 | 53344 | 91 | 80 | 25 | 55 | 131 | 25 | 106 |  |  | Approved
29499 | 2018-Q3 | Town of Roberts Arm | Roberts Arm Outfall | Roberts Arm | Newfoundland and Labrador | Municipal or another local authority | Municipal or another local authority | Continuous | Quarterly | Quarterly | 0 | 508.5 | 53344 | 92 | 80 | 25 | 55 | 131 | 25 | 106 |  |  | Approved
29499 | 2018-Q4 | Town of Roberts Arm | Roberts Arm Outfall | Roberts Arm | Newfoundland and Labrador | Municipal or another local authority | Municipal or another local authority | Continuous | Quarterly | Quarterly | 0 | 508.5 | 45433 | 92 | 72 | 25 | 47 | 114 | 25 | 89 |  |  | Approved
29499 | 2019-Q1 | Town of Roberts Arm | Roberts Arm Outfall | Roberts Arm | Newfoundland and Labrador | Municipal or another local authority | Municipal or another local authority | Continuous | Quarterly | Quarterly | 0 | 531.5 | 41629 | 90 | 67 | 25 | 42 | 98 | 25 | 73 |  |  | Approved
29499 | 2019-Q2 | Town of Roberts Arm | Roberts Arm Outfall | Roberts Arm | Newfoundland and Labrador | Municipal or another local authority | Municipal or another local authority | Continuous | Quarterly | Quarterly | 0 | 531.5 | 49115 | 91 | 18 | 25 | -7 | 33 | 25 | 8 |  |  | Approved
29499 | 2019-Q3 | Town of Roberts Arm | Roberts Arm Outfall | Roberts Arm | Newfoundland and Labrador | Municipal or another local authority | Municipal or another local authority | Continuous | Quarterly | Quarterly | 0 | 531.5 | 36492 | 92 | 17 | 25 | -8 | 37 | 25 | 12 |  |  | Approved
29499 | 2019-Q4 | Town of Roberts Arm | Roberts Arm Outfall | Roberts Arm | Newfoundland and Labrador | Municipal or another local authority | Municipal or another local authority | Continuous | Quarterly | Quarterly | 0 | 531.5 | 47328 | 92 | 38 | 25 | 13 | 63 | 25 | 38 |  |  | Approved
29499 | 2020-Q1 | Town of Roberts Arm | Roberts Arm Outfall | Roberts Arm | Newfoundland and Labrador | Municipal or another local authority | Municipal or another local authority | Continuous | Quarterly | Quarterly | 0 | 478.3 | 43316 | 91 | 26 | 25 | 1 | 37 | 25 | 12 |  |  | Approved
29499 | 2020-Q2 | Town of Roberts Arm | Roberts Arm Outfall | Roberts Arm | Newfoundland and Labrador | Municipal or another local authority | Municipal or another local authority | Continuous | Quarterly | Quarterly | 0 | 478.3 | 62517 | 91 | 49 | 25 | 24 | 50 | 25 | 25 |  |  | Approved
29499 | 2020-Q3 | Town of Roberts Arm | Roberts Arm Outfall | Roberts Arm | Newfoundland and Labrador | Municipal or another local authority | Municipal or another local authority | Continuous | Quarterly | Quarterly | 0 | 478.3 | 28468 | 92 | 51 | 25 | 26 | 43 | 25 | 18 |  |  | Approved
29499 | 2020-Q4 | Town of Roberts Arm | Roberts Arm Outfall | Roberts Arm | Newfoundland and Labrador | Municipal or another local authority | Municipal or another local authority | Continuous | Quarterly | Quarterly | 0 | 478.3 | 56832 | 92 | 52 | 25 | 27 | 109 | 25 | 84 |  |  | Approved
29499 | 2021-Q1 | Town of Roberts Arm | Roberts Arm Outfall | Roberts Arm | Newfoundland and Labrador | Municipal or another local authority | Municipal or another local authority | Continuous | Quarterly | Quarterly | 0 | 522.2 | 59197 | 90 | 40 | 25 | 15 | 87 | 25 | 62 |  |  | Approved
29499 | 2021-Q2 | Town of Roberts Arm | Roberts Arm Outfall | Roberts Arm | Newfoundland and Labrador | Municipal or another local authority | Municipal or another local authority | Continuous | Quarterly | Quarterly | 0 | 522.2 | 67549 | 91 | 33 | 25 | 8 | 26 | 25 | 1 |  |  | Approved
29499 | 2021-Q3 | Town of Roberts Arm | Roberts Arm Outfall | Roberts Arm | Newfoundland and Labrador | Municipal or another local authority | Municipal or another local authority | Continuous | Quarterly | Quarterly | 0 | 522.2 | 51191 | 92 | 40 | 25 | 15 | 36 | 25 | 11 |  |  | Approved
29499 | 2021-Q4 | Town of Roberts Arm | Roberts Arm Outfall | Roberts Arm | Newfoundland and Labrador | Municipal or another local authority | Municipal or another local authority | Continuous | Quarterly | Quarterly | 0 | 522.2 | 70492 | 92 | 26 | 25 | 1 | 35 | 25 | 10 |  |  | Approved
29499 | 2022-Q1 | Town of Roberts Arm | Roberts Arm Outfall | Roberts Arm | Newfoundland and Labrador | Municipal or another local authority | Municipal or another local authority | Continuous | Quarterly | Quarterly | 0 | 680.6 | 77915 | 90 | 60 | 25 | 35 | 163 | 25 | 138 |  |  | Approved
29499 | 2022-Q2 | Town of Roberts Arm | Roberts Arm Outfall | Roberts Arm | Newfoundland and Labrador | Municipal or another local authority | Municipal or another local authority | Continuous | Quarterly | Quarterly | 0 | 680.6 | 72670 | 91 | 33 | 25 | 8 | 44 | 25 | 19 |  |  | Approved
29499 | 2022-Q3 | Town of Roberts Arm | Roberts Arm Outfall | Roberts Arm | Newfoundland and Labrador | Municipal or another local authority | Municipal or another local authority | Continuous | Quarterly | Quarterly | 0 | 680.6 | 38667 | 92 | 111 | 25 | 86 | 251 | 25 | 226 |  |  | Approved
29499 | 2022-Q4 | Town of Roberts Arm | Roberts Arm Outfall | Roberts Arm | Newfoundland and Labrador | Municipal or another local authority | Municipal or another local authority | Continuous | Quarterly | Quarterly | 0 | 680.6 | 60878 | 92 | 155 | 25 | 130 | 639 | 25 | 614 |  |  | Approved
29499 | 2023-Q1 | Town of Roberts Arm | Roberts Arm Outfall | Roberts Arm | Newfoundland and Labrador | Municipal or another local authority | Municipal or another local authority | Continuous | Quarterly | Quarterly | 0 | 685.3 | 69374 | 90 | 21 | 25 | -4 | 68 | 25 | 43 |  |  | Approved
29499 | 2023-Q2 | Town of Roberts Arm | Roberts Arm Outfall | Roberts Arm | Newfoundland and Labrador | Municipal or another local authority | Municipal or another local authority | Continuous | Quarterly | Quarterly | 0 | 685.3 | 76851 | 91 | 20 | 25 | -5 | 35 | 25 | 10 |  |  | Approved
29499 | 2023-Q3 | Town of Roberts Arm | Roberts Arm Outfall | Roberts Arm | Newfoundland and Labrador | Municipal or another local authority | Municipal or another local authority | Continuous | Quarterly | Quarterly | 0 | 685.3 | 59482 | 92 | 88 | 25 | 63 | 181 | 25 | 156 |  |  | Approved
29499 | 2023-Q4 | Town of Roberts Arm | Roberts Arm Outfall | Roberts Arm | Newfoundland and Labrador | Municipal or another local authority | Municipal or another local authority | Continuous | Quarterly | Quarterly | 0 | 685.3 | 77468 | 92 | 29 | 25 | 4 | 73 | 25 | 48 |  |  | Approved
29499 | 2024-Q1 | Town of Roberts Arm | Roberts Arm Outfall | Roberts Arm | Newfoundland and Labrador | Municipal or another local authority | Municipal or another local authority | Continuous | Quarterly | Quarterly | 0 | 775.8 | 90231 | 91 | 70 | 25 | 45 | 725 | 25 | 700 |  |  | Approved
29499 | 2024-Q2 | Town of Roberts Arm | Roberts Arm Outfall | Roberts Arm | Newfoundland and Labrador | Municipal or another local authority | Municipal or another local authority | Continuous | Quarterly | Quarterly | 0 | 775.8 | 92792 | 91 | 79 | 25 | 54 | 61 | 25 | 36 |  |  | Approved
29499 | 2024-Q3 | Town of Roberts Arm | Roberts Arm Outfall | Roberts Arm | Newfoundland and Labrador | Municipal or another local authority | Municipal or another local authority | Continuous | Quarterly | Quarterly | 0 | 775.8 | 71608 | 92 | 53 | 25 | 28 | 185 | 25 | 160 |  |  | Approved
29499 | 2024-Q4 | Town of Roberts Arm | Roberts Arm Outfall | Roberts Arm | Newfoundland and Labrador | Municipal or another local authority | Municipal or another local authority | Continuous | Quarterly | Quarterly | 0 | 775.8 | 127551 | 92 | 97 | 25 | 72 | 325 | 25 | 300 |  |  | Approved
29500 | 2016-Q3 | Woody Point | WP Main | Woody Point | Newfoundland and Labrador | Municipal or another local authority | Municipal or another local authority | Continuous | Quarterly | Quarterly | 0 | 150 | 8452 | 81 | 39 | 25 | 14 | 26 | 25 | 1 |  |  | Approved
29500 | 2016-Q4 | Woody Point | WP Main | Woody Point | Newfoundland and Labrador | Municipal or another local authority | Municipal or another local authority | Continuous | Quarterly | Quarterly | 0 | 150 | 8333 | 92 | 22 | 25 | -3 | 24 | 25 | -1 |  |  | Approved
29500 | 2017-Q1 | Woody Point | WP Main | Woody Point | Newfoundland and Labrador | Municipal or another local authority | Municipal or another local authority | Continuous | Quarterly | Quarterly | 0 | 150 | 10164 | 90 | 15 | 25 | -10 | 17 | 25 | -8 |  |  | Approved
29500 | 2017-Q2 | Woody Point | WP Main | Woody Point | Newfoundland and Labrador | Municipal or another local authority | Municipal or another local authority | Continuous | Quarterly | Quarterly | 0 | 150 | 21667 | 91 | 35 | 25 | 10 | 52 | 25 | 27 |  |  | Approved
29500 | 2017-Q3 | Woody Point | WP Main | Woody Point | Newfoundland and Labrador | Municipal or another local authority | Municipal or another local authority | Continuous | Quarterly | Quarterly | 0 | 150 | 20892 | 92 | 36 | 25 | 11 | 77 | 25 | 52 |  |  | Approved
29500 | 2017-Q4 | Woody Point | WP Main | Woody Point | Newfoundland and Labrador | Municipal or another local authority | Municipal or another local authority | Continuous | Quarterly | Quarterly | 0 | 150 | 32752 | 92 | 40 | 25 | 15 | 41 | 25 | 16 |  |  | Approved
29500 | 2018-Q1 | Woody Point | WP Main | Woody Point | Newfoundland and Labrador | Municipal or another local authority | Municipal or another local authority | Continuous | Quarterly | Quarterly | 0 | 234.2 | 57093 | 90 | 57 | 25 | 32 | 91 | 25 | 66 |  |  | Approved
29500 | 2018-Q2 | Woody Point | WP Main | Woody Point | Newfoundland and Labrador | Municipal or another local authority | Municipal or another local authority | Continuous | Quarterly | Quarterly | 0 | 234.2 | 67271 | 91 | 82 | 25 | 57 | 114 | 25 | 89 |  |  | Approved
29500 | 2018-Q3 | Woody Point | WP Main | Woody Point | Newfoundland and Labrador | Municipal or another local authority | Municipal or another local authority | Continuous | Quarterly | Quarterly | 0 | 234.2 | 47038 | 92 | 126 | 25 | 101 | 108 | 25 | 83 |  |  | Approved
29500 | 2018-Q4 | Woody Point | WP Main | Woody Point | Newfoundland and Labrador | Municipal or another local authority | Municipal or another local authority | Continuous | Quarterly | Quarterly | 0 | 234.2 | 64467.5 | 92 | 81 | 25 | 56 | 68 | 25 | 43 |  |  | Approved
29500 | 2019-Q1 | Woody Point | WP Main | Woody Point | Newfoundland and Labrador | Municipal or another local authority | Municipal or another local authority | Continuous | Quarterly | Quarterly | 0 | 646.2 | 41025 | 90 | 33 | 25 | 8 | 81 | 25 | 56 |  |  | Approved
29500 | 2019-Q2 | Woody Point | WP Main | Woody Point | Newfoundland and Labrador | Municipal or another local authority | Municipal or another local authority | Continuous | Quarterly | Quarterly | 0 | 646.2 | 52244 | 91 | 58 | 25 | 33 | 34 | 25 | 9 |  |  | Approved
29500 | 2019-Q3 | Woody Point | WP Main | Woody Point | Newfoundland and Labrador | Municipal or another local authority | Municipal or another local authority | Continuous | Quarterly | Quarterly | 0 | 646.2 | 37151 | 92 | 126 | 25 | 101 | 126 | 25 | 101 |  |  | Approved
29500 | 2019-Q4 | Woody Point | WP Main | Woody Point | Newfoundland and Labrador | Municipal or another local authority | Municipal or another local authority | Continuous | Quarterly | Quarterly | 0 | 646.2 | 46240 | 92 | 90 | 25 | 65 | 57 | 25 | 32 |  |  | Approved
29500 | 2020-Q1 | Woody Point | WP Main | Woody Point | Newfoundland and Labrador | Municipal or another local authority | Municipal or another local authority | Continuous | Quarterly | Quarterly | 0 | 484 | 10920 | 91 | 83 | 25 | 58 | 147 | 25 | 122 |  |  | Approved
29500 | 2024-Q3 | Woody Point | WP Main | Woody Point | Newfoundland and Labrador | Municipal or another local authority | Municipal or another local authority | Continuous | Quarterly | Quarterly | 0 | 484 | 29395 | 92 | 54 | 25 | 29 | 30 | 25 | 5 |  |  | Approved
29500 | 2024-Q4 | Woody Point | WP Main | Woody Point | Newfoundland and Labrador | Municipal or another local authority | Municipal or another local authority | Continuous | Quarterly | Quarterly | 0 | 484 | 24858 | 92 | 161 | 25 | 136 | 691 | 25 | 666 |  |  | Approved
29501 | 2016-Q3 | Woody Point | WP Blue | Woody Point | Newfoundland and Labrador | Municipal or another local authority | Municipal or another local authority | Continuous | Quarterly | Quarterly | 0 | 150 | 1565 | 81 | 6 | 25 | -19 | 34 | 25 | 9 |  |  | Approved
29501 | 2016-Q4 | Woody Point | WP Blue | Woody Point | Newfoundland and Labrador | Municipal or another local authority | Municipal or another local authority | Continuous | Quarterly | Quarterly | 0 | 150 | 5579 | 92 | 18 | 25 | -7 | 23 | 25 | -2 |  |  | Approved
29501 | 2017-Q1 | Woody Point | WP Blue | Woody Point | Newfoundland and Labrador | Municipal or another local authority | Municipal or another local authority | Continuous | Quarterly | Quarterly | 0 | 150 | 10028 | 90 | 21 | 25 | -4 | 22 | 25 | -3 |  |  | Approved
29501 | 2017-Q2 | Woody Point | WP Blue | Woody Point | Newfoundland and Labrador | Municipal or another local authority | Municipal or another local authority | Continuous | Quarterly | Quarterly | 0 | 150 | 10739 | 91 | 32 | 25 | 7 | 49 | 25 | 24 |  |  | Approved
29501 | 2017-Q3 | Woody Point | WP Blue | Woody Point | Newfoundland and Labrador | Municipal or another local authority | Municipal or another local authority | Continuous | Quarterly | Quarterly | 0 | 150 | 16113 | 92 | 27 | 25 | 2 | 44 | 25 | 19 |  |  | Approved
29501 | 2017-Q4 | Woody Point | WP Blue | Woody Point | Newfoundland and Labrador | Municipal or another local authority | Municipal or another local authority | Continuous | Quarterly | Quarterly | 0 | 150 | 23828 | 92 | 34 | 25 | 9 | 33 | 25 | 8 |  |  | Approved
29501 | 2018-Q1 | Woody Point | WP Blue | Woody Point | Newfoundland and Labrador | Municipal or another local authority | Municipal or another local authority | Continuous | Quarterly | Quarterly | 0 | 166.3 | 11880 | 90 | 47 | 25 | 22 | 94 | 25 | 69 |  |  | Approved
29501 | 2018-Q2 | Woody Point | WP Blue | Woody Point | Newfoundland and Labrador | Municipal or another local authority | Municipal or another local authority | Continuous | Quarterly | Quarterly | 0 | 166.3 | 15606 | 91 | 47 | 25 | 22 | 100 | 25 | 75 |  |  | Approved
29501 | 2018-Q3 | Woody Point | WP Blue | Woody Point | Newfoundland and Labrador | Municipal or another local authority | Municipal or another local authority | Continuous | Quarterly | Quarterly | 0 | 166.3 | 11825 | 92 | 119 | 25 | 94 | 118 | 25 | 93 |  |  | Approved
29501 | 2018-Q4 | Woody Point | WP Blue | Woody Point | Newfoundland and Labrador | Municipal or another local authority | Municipal or another local authority | Continuous | Quarterly | Quarterly | 0 | 166.3 | 14485.9 | 92 | 52 | 25 | 27 | 74 | 25 | 49 |  |  | Approved
29501 | 2019-Q1 | Woody Point | WP Blue | Woody Point | Newfoundland and Labrador | Municipal or another local authority | Municipal or another local authority | Continuous | Quarterly | Quarterly | 0 | 147.4 | 12487 | 90 | 97 | 25 | 72 | 461 | 25 | 436 |  |  | Approved
29501 | 2019-Q2 | Woody Point | WP Blue | Woody Point | Newfoundland and Labrador | Municipal or another local authority | Municipal or another local authority | Continuous | Quarterly | Quarterly | 0 | 147.4 | 16611 | 91 | 65 | 25 | 40 | 58 | 25 | 33 |  |  | Approved
29501 | 2019-Q3 | Woody Point | WP Blue | Woody Point | Newfoundland and Labrador | Municipal or another local authority | Municipal or another local authority | Continuous | Quarterly | Quarterly | 0 | 147.4 | 11020 | 92 | 110 | 25 | 85 | 86 | 25 | 61 |  |  | Approved
29501 | 2019-Q4 | Woody Point | WP Blue | Woody Point | Newfoundland and Labrador | Municipal or another local authority | Municipal or another local authority | Continuous | Quarterly | Quarterly | 0 | 147.4 | 16715 | 92 | 129 | 25 | 104 | 259 | 25 | 234 |  |  | Approved
29501 | 2020-Q1 | Woody Point | WP Blue | Woody Point | Newfoundland and Labrador | Municipal or another local authority | Municipal or another local authority | Continuous | Quarterly | Quarterly | 0 | 155.7 | 10738 | 91 | 123 | 25 | 98 | 125 | 25 | 100 |  |  | Approved
29501 | 2024-Q3 | Woody Point | WP Blue | Woody Point | Newfoundland and Labrador | Municipal or another local authority | Municipal or another local authority | Continuous | Quarterly | Quarterly | 0 | 155.7 | 4248 | 92 | 110 | 25 | 85 | 124 | 25 | 99 |  |  | Approved
29501 | 2024-Q4 | Woody Point | WP Blue | Woody Point | Newfoundland and Labrador | Municipal or another local authority | Municipal or another local authority | Continuous | Quarterly | Quarterly | 0 | 155.7 | 9701 | 92 | 73 | 25 | 48 | 293 | 25 | 268 |  |  | Approved
29712 | 2022-Q1 | City of Corner Brook | Basin G | Corner Brook | Newfoundland and Labrador | Municipal or another local authority | Municipal or another local authority | Continuous | Quarterly | Quarterly | 0 | 7200 | 1073378 | 90 | 107 | 25 | 82 | 109 | 25 | 84 |  |  | Approved
29712 | 2022-Q2 | City of Corner Brook | Basin G | Corner Brook | Newfoundland and Labrador | Municipal or another local authority | Municipal or another local authority | Continuous | Quarterly | Quarterly | 0 | 7200 | 788173 | 91 | 82 | 25 | 57 | 88 | 25 | 63 |  |  | Approved
29712 | 2022-Q3 | City of Corner Brook | Basin G | Corner Brook | Newfoundland and Labrador | Municipal or another local authority | Municipal or another local authority | Continuous | Quarterly | Quarterly | 0 | 7200 | 664698 | 92 | 114 | 25 | 89 | 122 | 25 | 97 |  |  | Approved
29712 | 2022-Q4 | City of Corner Brook | Basin G | Corner Brook | Newfoundland and Labrador | Municipal or another local authority | Municipal or another local authority | Continuous | Quarterly | Quarterly | 0 | 7200 | 774075 | 92 | 101 | 25 | 76 | 152 | 25 | 127 |  |  | Approved
29712 | 2023-Q1 | City of Corner Brook | Basin G | Corner Brook | Newfoundland and Labrador | Municipal or another local authority | Municipal or another local authority | Continuous | Quarterly | Quarterly | 0 | 9042 | 697495 | 90 | 124 | 25 | 99 | 115 | 25 | 90 |  |  | Approved
29712 | 2023-Q2 | City of Corner Brook | Basin G | Corner Brook | Newfoundland and Labrador | Municipal or another local authority | Municipal or another local authority | Continuous | Quarterly | Quarterly | 0 | 9042 | 542568 | 91 | 95 | 25 | 70 | 95 | 25 | 70 |  |  | Approved
29712 | 2023-Q3 | City of Corner Brook | Basin G | Corner Brook | Newfoundland and Labrador | Municipal or another local authority | Municipal or another local authority | Continuous | Quarterly | Quarterly | 0 | 9042 | 619968 | 92 | 123 | 25 | 98 | 100 | 25 | 75 |  |  | Approved
29712 | 2023-Q4 | City of Corner Brook | Basin G | Corner Brook | Newfoundland and Labrador | Municipal or another local authority | Municipal or another local authority | Continuous | Quarterly | Quarterly | 0 | 9042 | 489675 | 92 | 120 | 25 | 95 | 102 | 25 | 77 |  |  | Approved
29712 | 2024-Q1 | City of Corner Brook | Basin G | Corner Brook | Newfoundland and Labrador | Municipal or another local authority | Municipal or another local authority | Continuous | Quarterly | Quarterly | 0 | 6437.6 | 517369 | 91 | 86 | 25 | 61 | 105 | 25 | 80 |  |  | Approved
29712 | 2024-Q2 | City of Corner Brook | Basin G | Corner Brook | Newfoundland and Labrador | Municipal or another local authority | Municipal or another local authority | Continuous | Quarterly | Quarterly | 0 | 6437.6 | 383331 | 91 | 109 | 25 | 84 | 103 | 25 | 78 |  |  | Approved
29712 | 2024-Q3 | City of Corner Brook | Basin G | Corner Brook | Newfoundland and Labrador | Municipal or another local authority | Municipal or another local authority | Continuous | Quarterly | Quarterly | 0 | 6437.6 | 563459 | 92 | 91 | 25 | 66 | 141 | 25 | 116 |  |  | Approved
29712 | 2024-Q4 | City of Corner Brook | Basin G | Corner Brook | Newfoundland and Labrador | Municipal or another local authority | Municipal or another local authority | Continuous | Quarterly | Quarterly | 0 | 6437.6 | 692825 | 92 | 97 | 25 | 72 | 157 | 25 | 132 |  |  | Approved
29749 | 2016-Q4 | Town of Botwood | Botwood 4 | Botwood | Newfoundland and Labrador | Municipal or another local authority | Municipal or another local authority | Continuous | Quarterly | Quarterly | 0 | 300 | 19920 | 83 | 47 | 25 | 22 | 32 | 25 | 7 |  |  | Approved
29749 | 2017-Q1 | Town of Botwood | Botwood 4 | Botwood | Newfoundland and Labrador | Municipal or another local authority | Municipal or another local authority | Continuous | Quarterly | Quarterly | 0 | 300 | 19990 | 90 | 13 | 25 | -12 | 25 | 25 | 0 |  |  | Approved
29749 | 2017-Q2 | Town of Botwood | Botwood 4 | Botwood | Newfoundland and Labrador | Municipal or another local authority | Municipal or another local authority | Continuous | Quarterly | Quarterly | 0 | 300 | 20930 | 91 | 36 | 25 | 11 | 34 | 25 | 9 |  |  | Approved
29749 | 2017-Q3 | Town of Botwood | Botwood 4 | Botwood | Newfoundland and Labrador | Municipal or another local authority | Municipal or another local authority | Continuous | Quarterly | Quarterly | 0 | 300 | 28693 | 92 | 32 | 25 | 7 | 33 | 25 | 8 |  |  | Approved
29749 | 2017-Q4 | Town of Botwood | Botwood 4 | Botwood | Newfoundland and Labrador | Municipal or another local authority | Municipal or another local authority | Continuous | Quarterly | Quarterly | 0 | 300 | 28743 | 92 | 25 | 25 | 0 | 39 | 25 | 14 |  |  | Approved
29749 | 2018-Q1 | Town of Botwood | Botwood 4 | Botwood | Newfoundland and Labrador | Municipal or another local authority | Municipal or another local authority | Continuous | Quarterly | Quarterly | 0 | 269.5 | 39330 | 90 | 71 | 25 | 46 | 59 | 25 | 34 |  |  | Approved
29749 | 2018-Q2 | Town of Botwood | Botwood 4 | Botwood | Newfoundland and Labrador | Municipal or another local authority | Municipal or another local authority | Continuous | Quarterly | Quarterly | 0 | 269.5 | 22603 | 91 | 117 | 25 | 92 | 144 | 25 | 119 |  |  | Approved
29749 | 2018-Q3 | Town of Botwood | Botwood 4 | Botwood | Newfoundland and Labrador | Municipal or another local authority | Municipal or another local authority | Continuous | Quarterly | Quarterly | 0 | 269.5 | 541 | 92 | 132 | 25 | 107 | 103 | 25 | 78 |  |  | Approved
29749 | 2018-Q4 | Town of Botwood | Botwood 4 | Botwood | Newfoundland and Labrador | Municipal or another local authority | Municipal or another local authority | Continuous | Quarterly | Quarterly | 0 | 269.5 | 2920.3 | 92 | 75 | 25 | 50 | 61 | 25 | 36 |  |  | Approved
29749 | 2019-Q1 | Town of Botwood | Botwood 4 | Botwood | Newfoundland and Labrador | Municipal or another local authority | Municipal or another local authority | Continuous | Quarterly | Quarterly | 0 | 179.2 | 2096 | 90 | 94 | 25 | 69 | 183 | 25 | 158 |  |  | Approved
29749 | 2019-Q2 | Town of Botwood | Botwood 4 | Botwood | Newfoundland and Labrador | Municipal or another local authority | Municipal or another local authority | Continuous | Quarterly | Quarterly | 0 | 179.2 | 2480 | 91 | 130 | 25 | 105 | 125 | 25 | 100 |  |  | Approved
29749 | 2019-Q3 | Town of Botwood | Botwood 4 | Botwood | Newfoundland and Labrador | Municipal or another local authority | Municipal or another local authority | Continuous | Quarterly | Quarterly | 0 | 179.2 | 1080 | 92 | 93 | 25 | 68 | 247 | 25 | 222 |  |  | Approved
29749 | 2019-Q4 | Town of Botwood | Botwood 4 | Botwood | Newfoundland and Labrador | Municipal or another local authority | Municipal or another local authority | Continuous | Quarterly | Quarterly | 0 | 179.2 | 1103 | 92 | 109 | 25 | 84 | 95 | 25 | 70 |  |  | Approved
29749 | 2020-Q1 | Town of Botwood | Botwood 4 | Botwood | Newfoundland and Labrador | Municipal or another local authority | Municipal or another local authority | Continuous | Quarterly | Quarterly | 0 | 18.5 | 1573.7 | 91 | 91 | 25 | 66 | 78.5 | 25 | 53.5 |  |  | Approved
29749 | 2020-Q2 | Town of Botwood | Botwood 4 | Botwood | Newfoundland and Labrador | Municipal or another local authority | Municipal or another local authority | Continuous | Quarterly | Quarterly | 0 | 18.5 | 3194 | 91 | 401 | 25 | 376 | 999 | 25 | 974 |  |  | Approved
29749 | 2020-Q3 | Town of Botwood | Botwood 4 | Botwood | Newfoundland and Labrador | Municipal or another local authority | Municipal or another local authority | Continuous | Quarterly | Quarterly | 0 | 18.5 | 13043 | 92 | 81 | 25 | 56 | 58 | 25 | 33 |  |  | Approved
29749 | 2020-Q4 | Town of Botwood | Botwood 4 | Botwood | Newfoundland and Labrador | Municipal or another local authority | Municipal or another local authority | Continuous | Quarterly | Quarterly | 0 | 18.5 | 14915.2 | 92 | 55 | 25 | 30 | 81 | 25 | 56 |  |  | Approved
29749 | 2021-Q1 | Town of Botwood | Botwood 4 | Botwood | Newfoundland and Labrador | Municipal or another local authority | Municipal or another local authority | Continuous | Quarterly | Quarterly | 0 | 89.4 | 22749.7 | 90 | 45.1 | 25 | 20.1 | 307 | 25 | 282 |  |  | Approved
29749 | 2021-Q2 | Town of Botwood | Botwood 4 | Botwood | Newfoundland and Labrador | Municipal or another local authority | Municipal or another local authority | Continuous | Quarterly | Quarterly | 0 | 89.4 | 22137.3 | 91 | 79.9 | 25 | 54.9 | 314 | 25 | 289 |  |  | Approved
29749 | 2021-Q3 | Town of Botwood | Botwood 4 | Botwood | Newfoundland and Labrador | Municipal or another local authority | Municipal or another local authority | Continuous | Quarterly | Quarterly | 0 | 89.4 | 14904.5 | 92 | 70.1 | 25 | 45.1 | 150 | 25 | 125 |  |  | Approved
29749 | 2022-Q1 | Town of Botwood | Botwood 4 | Botwood | Newfoundland and Labrador | Municipal or another local authority | Municipal or another local authority | Continuous | Quarterly | Quarterly | 0 | 170.5 | 1927.9 | 90 | 37.8 | 25 | 12.8 | 42.6 | 25 | 17.6 |  |  | Approved
29749 | 2022-Q2 | Town of Botwood | Botwood 4 | Botwood | Newfoundland and Labrador | Municipal or another local authority | Municipal or another local authority | Continuous | Quarterly | Quarterly | 0 | 170.5 | 1175 | 91 | 67.3 | 25 | 42.3 | 204 | 25 | 179 |  |  | Approved
29749 | 2022-Q3 | Town of Botwood | Botwood 4 | Botwood | Newfoundland and Labrador | Municipal or another local authority | Municipal or another local authority | Continuous | Quarterly | Quarterly | 0 | 170.5 | 13250 | 92 | 76.8 | 25 | 51.8 | 112 | 25 | 87 |  |  | Approved
29749 | 2022-Q4 | Town of Botwood | Botwood 4 | Botwood | Newfoundland and Labrador | Municipal or another local authority | Municipal or another local authority | Continuous | Quarterly | Quarterly | 0 | 170.5 | 1876 | 92 | 39.3 | 25 | 14.3 | 55.5 | 25 | 30.5 |  |  | Approved
29749 | 2023-Q1 | Town of Botwood | Botwood 4 | Botwood | Newfoundland and Labrador | Municipal or another local authority | Municipal or another local authority | Continuous | Quarterly | Quarterly | 0 | 49.9 | 1750 | 90 | 28.7 | 25 | 3.7 | 58 | 25 | 33 |  |  | Approved
29749 | 2023-Q2 | Town of Botwood | Botwood 4 | Botwood | Newfoundland and Labrador | Municipal or another local authority | Municipal or another local authority | Continuous | Quarterly | Quarterly | 0 | 49.9 | 2184 | 91 | 92.4 | 25 | 67.4 | 214 | 25 | 189 |  |  | Approved
29749 | 2023-Q3 | Town of Botwood | Botwood 4 | Botwood | Newfoundland and Labrador | Municipal or another local authority | Municipal or another local authority | Continuous | Quarterly | Quarterly | 0 | 49.9 | 1372 | 92 | 80.1 | 25 | 55.1 | 141 | 25 | 116 |  |  | Approved
29749 | 2024-Q1 | Town of Botwood | Commonwealth Drive | Botwood | Newfoundland and Labrador | Municipal or another local authority | Municipal or another local authority | Continuous | Quarterly | Quarterly | 0 | 19.5 | 1904 | 90 | 64.5 | 25 | 39.5 | 84 | 25 | 59 |  |  | Approved
29749 | 2024-Q2 | Town of Botwood | Commonwealth Drive | Botwood | Newfoundland and Labrador | Municipal or another local authority | Municipal or another local authority | Continuous | Quarterly | Quarterly | 0 | 19.5 | 46.8 | 91 | 198 | 25 | 173 | 78 | 25 | 53 |  |  | Approved
29749 | 2024-Q3 | Town of Botwood | Commonwealth Drive | Botwood | Newfoundland and Labrador | Municipal or another local authority | Municipal or another local authority | Continuous | Quarterly | Quarterly | 0 | 19.5 | 1471 | 91 | 134.5 | 25 | 109.5 | 244 | 25 | 219 |  |  | Approved
29749 | 2024-Q4 | Town of Botwood | Commonwealth Drive | Botwood | Newfoundland and Labrador | Municipal or another local authority | Municipal or another local authority | Continuous | Quarterly | Quarterly | 0 | 19.5 | 1716.6 | 90 | 132.3 | 25 | 107.3 | 28 | 25 | 3 |  |  | Approved
29776 | 2018-Q2 | Town of Lewisporte | King Street - #3017 | Lewisporte | Newfoundland and Labrador | Municipal or another local authority | Municipal or another local authority | Continuous | Quarterly | Quarterly | 0 | 230 | 49067 | 46 | 93 | 25 | 68 | 66 | 25 | 41 |  |  | Approved
29776 | 2018-Q3 | Town of Lewisporte | King Street - #3017 | Lewisporte | Newfoundland and Labrador | Municipal or another local authority | Municipal or another local authority | Continuous | Quarterly | Quarterly | 0 | 230 | 40280 | 92 | 105 | 25 | 80 | 113 | 25 | 88 |  |  | Approved
29776 | 2018-Q4 | Town of Lewisporte | King Street - #3017 | Lewisporte | Newfoundland and Labrador | Municipal or another local authority | Municipal or another local authority | Continuous | Quarterly | Quarterly | 0 | 230 | 89467.5 | 92 | 69 | 25 | 44 | 64 | 25 | 39 |  |  | Approved
29776 | 2019-Q1 | Town of Lewisporte | King Street - #3017 | Lewisporte | Newfoundland and Labrador | Municipal or another local authority | Municipal or another local authority | Continuous | Quarterly | Quarterly | 0 | 230 | 63335 | 90 | 174 | 25 | 149 | 251 | 25 | 226 |  |  | Approved
29776 | 2019-Q2 | Town of Lewisporte | King Street - #3017 | Lewisporte | Newfoundland and Labrador | Municipal or another local authority | Municipal or another local authority | Continuous | Quarterly | Quarterly | 0 | 230 | 78309 | 91 | 158 | 25 | 133 | 161 | 25 | 136 |  |  | Approved
29776 | 2019-Q3 | Town of Lewisporte | King Street - #3017 | Lewisporte | Newfoundland and Labrador | Municipal or another local authority | Municipal or another local authority | Continuous | Quarterly | Quarterly | 0 | 230 | 45726 | 92 | 137 | 25 | 112 | 279 | 25 | 254 |  |  | Approved
29776 | 2019-Q4 | Town of Lewisporte | King Street - #3017 | Lewisporte | Newfoundland and Labrador | Municipal or another local authority | Municipal or another local authority | Continuous | Quarterly | Quarterly | 0 | 230 | 99532 | 92 | 175 | 25 | 150 | 384 | 25 | 359 |  |  | Approved
29776 | 2020-Q1 | Town of Lewisporte | King Street - #3017 | Lewisporte | Newfoundland and Labrador | Municipal or another local authority | Municipal or another local authority | Continuous | Quarterly | Quarterly | 0 | 786 | 68159 | 91 | 134 | 25 | 109 | 999 | 25 | 974 |  |  | Approved
29776 | 2020-Q2 | Town of Lewisporte | King Street - #3017 | Lewisporte | Newfoundland and Labrador | Municipal or another local authority | Municipal or another local authority | Continuous | Quarterly | Quarterly | 0 | 786 | 129857 | 91 | 178 | 25 | 153 | 113 | 25 | 88 |  |  | Approved
29776 | 2020-Q3 | Town of Lewisporte | King Street - #3017 | Lewisporte | Newfoundland and Labrador | Municipal or another local authority | Municipal or another local authority | Continuous | Quarterly | Quarterly | 0 | 786 | 44372 | 92 | 111 | 25 | 86 | 256 | 25 | 231 |  |  | Approved
29776 | 2020-Q4 | Town of Lewisporte | King Street - #3017 | Lewisporte | Newfoundland and Labrador | Municipal or another local authority | Municipal or another local authority | Continuous | Quarterly | Quarterly | 0 | 786 | 64121 | 92 | 97 | 25 | 72 | 173 | 25 | 148 |  |  | Approved
29776 | 2021-Q1 | Town of Lewisporte | King Street - #3017 | Lewisporte | Newfoundland and Labrador | Municipal or another local authority | Municipal or another local authority | Continuous | Quarterly | Quarterly | 0 | 837.5 | 80741 | 90 | 159 | 25 | 134 | 113 | 25 | 88 |  |  | Approved
29776 | 2021-Q2 | Town of Lewisporte | King Street - #3017 | Lewisporte | Newfoundland and Labrador | Municipal or another local authority | Municipal or another local authority | Continuous | Quarterly | Quarterly | 0 | 837.5 | 78662 | 91 | 130 | 25 | 105 | 121 | 25 | 96 |  |  | Approved
29776 | 2021-Q3 | Town of Lewisporte | King Street - #3017 | Lewisporte | Newfoundland and Labrador | Municipal or another local authority | Municipal or another local authority | Continuous | Quarterly | Quarterly | 0 | 837.5 | 33492 | 92 | 203 | 25 | 178 | 311 | 25 | 286 |  |  | Approved
29776 | 2021-Q4 | Town of Lewisporte | King Street - #3017 | Lewisporte | Newfoundland and Labrador | Municipal or another local authority | Municipal or another local authority | Continuous | Quarterly | Quarterly | 0 | 837.5 | 130269 | 92 | 161 | 25 | 136 | 177 | 25 | 152 |  |  | Approved
29776 | 2022-Q1 | Town of Lewisporte | King Street - #3017 | Lewisporte | Newfoundland and Labrador | Municipal or another local authority | Municipal or another local authority | Continuous | Quarterly | Quarterly | 0 | 885.4 | 110000 | 90 | 144 | 25 | 119 | 111 | 25 | 86 |  |  | Approved
29776 | 2022-Q2 | Town of Lewisporte | King Street - #3017 | Lewisporte | Newfoundland and Labrador | Municipal or another local authority | Municipal or another local authority | Continuous | Quarterly | Quarterly | 0 | 885.4 | 138522 | 91 | 154 | 25 | 129 | 150 | 25 | 125 |  |  | Approved
29776 | 2022-Q3 | Town of Lewisporte | King Street - #3017 | Lewisporte | Newfoundland and Labrador | Municipal or another local authority | Municipal or another local authority | Continuous | Quarterly | Quarterly | 0 | 885.4 | 84936 | 92 | 216 | 25 | 191 | 202 | 25 | 177 |  |  | Approved
29776 | 2022-Q4 | Town of Lewisporte | King Street - #3017 | Lewisporte | Newfoundland and Labrador | Municipal or another local authority | Municipal or another local authority | Continuous | Quarterly | Quarterly | 0 | 885.4 | 187084 | 92 | 152 | 25 | 127 | 132 | 25 | 107 |  |  | Approved
29776 | 2023-Q1 | Town of Lewisporte | King Street - #3017 | Lewisporte | Newfoundland and Labrador | Municipal or another local authority | Municipal or another local authority | Continuous | Quarterly | Quarterly | 0 | 1426.1 | 165645 | 90 | 96 | 25 | 71 | 180 | 25 | 155 |  |  | Approved
29776 | 2023-Q2 | Town of Lewisporte | King Street - #3017 | Lewisporte | Newfoundland and Labrador | Municipal or another local authority | Municipal or another local authority | Continuous | Quarterly | Quarterly | 0 | 1426.1 | 129358 | 91 | 54 | 25 | 29 | 67 | 25 | 42 |  |  | Approved
29776 | 2023-Q3 | Town of Lewisporte | King Street - #3017 | Lewisporte | Newfoundland and Labrador | Municipal or another local authority | Municipal or another local authority | Continuous | Quarterly | Quarterly | 0 | 1426.1 | 52028 | 92 | 171 | 25 | 146 | 393 | 25 | 368 |  |  | Approved
29776 | 2023-Q4 | Town of Lewisporte | King Street - #3017 | Lewisporte | Newfoundland and Labrador | Municipal or another local authority | Municipal or another local authority | Continuous | Quarterly | Quarterly | 0 | 1426.1 | 153761 | 92 | 128 | 25 | 103 | 183 | 25 | 158 |  |  | Approved
29776 | 2024-Q1 | Town of Lewisporte | King Street - #3017 | Lewisporte | Newfoundland and Labrador | Municipal or another local authority | Municipal or another local authority | Continuous | Quarterly | Quarterly | 0 | 1372 | 181049 | 91 | 149 | 25 | 124 | 397 | 25 | 372 |  |  | Approved
29776 | 2024-Q2 | Town of Lewisporte | King Street - #3017 | Lewisporte | Newfoundland and Labrador | Municipal or another local authority | Municipal or another local authority | Continuous | Quarterly | Quarterly | 0 | 1372 | 162118 | 91 | 122 | 25 | 97 | 85 | 25 | 60 |  |  | Approved
29776 | 2024-Q3 | Town of Lewisporte | King Street - #3017 | Lewisporte | Newfoundland and Labrador | Municipal or another local authority | Municipal or another local authority | Continuous | Quarterly | Quarterly | 0 | 1372 | 71162 | 92 | 112 | 25 | 87 | 116 | 25 | 91 |  |  | Approved
29776 | 2024-Q4 | Town of Lewisporte | King Street - #3017 | Lewisporte | Newfoundland and Labrador | Municipal or another local authority | Municipal or another local authority | Continuous | Quarterly | Quarterly | 0 | 1372 | 151701 | 92 | 160 | 25 | 135 | 141 | 25 | 116 |  |  | Approved
29777 | 2018-Q2 | Town of Lewisporte | Exploits Street - #3015 | Lewisporte | Newfoundland and Labrador | Municipal or another local authority | Municipal or another local authority | Continuous | Quarterly | Quarterly | 0 | 236 | 21044 | 46 | 62 | 25 | 37 | 38 | 25 | 13 |  |  | Approved
29777 | 2018-Q3 | Town of Lewisporte | Exploits Street - #3015 | Lewisporte | Newfoundland and Labrador | Municipal or another local authority | Municipal or another local authority | Continuous | Quarterly | Quarterly | 0 | 236 | 30804 | 92 | 61 | 25 | 36 | 43 | 25 | 18 |  |  | Approved
29777 | 2018-Q4 | Town of Lewisporte | Exploits Street - #3015 | Lewisporte | Newfoundland and Labrador | Municipal or another local authority | Municipal or another local authority | Continuous | Quarterly | Quarterly | 0 | 236 | 57174.9 | 92 | 92 | 25 | 67 | 67 | 25 | 42 |  |  | Approved
29777 | 2019-Q1 | Town of Lewisporte | Exploits Street - #3015 | Lewisporte | Newfoundland and Labrador | Municipal or another local authority | Municipal or another local authority | Continuous | Quarterly | Quarterly | 0 | 236 | 29269 | 90 | 118 | 25 | 93 | 215 | 25 | 190 |  |  | Approved
29777 | 2019-Q2 | Town of Lewisporte | Exploits Street - #3015 | Lewisporte | Newfoundland and Labrador | Municipal or another local authority | Municipal or another local authority | Continuous | Quarterly | Quarterly | 0 | 236 | 29269 | 91 | 30 | 25 | 5 | 58 | 25 | 33 |  |  | Approved
29777 | 2019-Q3 | Town of Lewisporte | Exploits Street - #3015 | Lewisporte | Newfoundland and Labrador | Municipal or another local authority | Municipal or another local authority | Continuous | Quarterly | Quarterly | 0 | 236 | 30442 | 92 | 61 | 25 | 36 | 70 | 25 | 45 |  |  | Approved
29777 | 2019-Q4 | Town of Lewisporte | Exploits Street - #3015 | Lewisporte | Newfoundland and Labrador | Municipal or another local authority | Municipal or another local authority | Continuous | Quarterly | Quarterly | 0 | 236 | 53941 | 92 | 69 | 25 | 44 | 131 | 25 | 106 |  |  | Approved
29777 | 2020-Q1 | Town of Lewisporte | Exploits Street - #3015 | Lewisporte | Newfoundland and Labrador | Municipal or another local authority | Municipal or another local authority | Continuous | Quarterly | Quarterly | 0 | 391.6 | 35308 | 91 | 142 | 25 | 117 | 137 | 25 | 112 |  |  | Approved
29777 | 2020-Q2 | Town of Lewisporte | Exploits Street - #3015 | Lewisporte | Newfoundland and Labrador | Municipal or another local authority | Municipal or another local authority | Continuous | Quarterly | Quarterly | 0 | 391.6 | 80171 | 91 | 64 | 25 | 39 | 45 | 25 | 20 |  |  | Approved
29777 | 2020-Q3 | Town of Lewisporte | Exploits Street - #3015 | Lewisporte | Newfoundland and Labrador | Municipal or another local authority | Municipal or another local authority | Continuous | Quarterly | Quarterly | 0 | 391.6 | 55571 | 92 | 114 | 25 | 89 | 49 | 25 | 24 |  |  | Approved
29777 | 2020-Q4 | Town of Lewisporte | Exploits Street - #3015 | Lewisporte | Newfoundland and Labrador | Municipal or another local authority | Municipal or another local authority | Continuous | Quarterly | Quarterly | 0 | 391.6 | 33954 | 92 | 77 | 25 | 52 | 51 | 25 | 26 |  |  | Approved
29777 | 2021-Q1 | Town of Lewisporte | Exploits Street - #3015 | Lewisporte | Newfoundland and Labrador | Municipal or another local authority | Municipal or another local authority | Continuous | Quarterly | Quarterly | 0 | 560.1 | 35106 | 90 | 83 | 25 | 58 | 65 | 25 | 40 |  |  | Approved
29777 | 2021-Q2 | Town of Lewisporte | Exploits Street - #3015 | Lewisporte | Newfoundland and Labrador | Municipal or another local authority | Municipal or another local authority | Continuous | Quarterly | Quarterly | 0 | 560.1 | 26549 | 91 | 96 | 25 | 71 | 45 | 25 | 20 |  |  | Approved
29777 | 2021-Q3 | Town of Lewisporte | Exploits Street - #3015 | Lewisporte | Newfoundland and Labrador | Municipal or another local authority | Municipal or another local authority | Continuous | Quarterly | Quarterly | 0 | 560.1 | 57709 | 92 | 93 | 25 | 68 | 93 | 25 | 68 |  |  | Approved
29777 | 2021-Q4 | Town of Lewisporte | Exploits Street - #3015 | Lewisporte | Newfoundland and Labrador | Municipal or another local authority | Municipal or another local authority | Continuous | Quarterly | Quarterly | 0 | 560.1 | 95180 | 92 | 90 | 25 | 65 | 73 | 25 | 48 |  |  | Approved
29777 | 2022-Q1 | Town of Lewisporte | Exploits Street - #3015 | Lewisporte | Newfoundland and Labrador | Municipal or another local authority | Municipal or another local authority | Continuous | Quarterly | Quarterly | 0 | 587.8 | 90468 | 90 | 59 | 25 | 34 | 131 | 25 | 106 |  |  | Approved
29777 | 2022-Q2 | Town of Lewisporte | Exploits Street - #3015 | Lewisporte | Newfoundland and Labrador | Municipal or another local authority | Municipal or another local authority | Continuous | Quarterly | Quarterly | 0 | 587.8 | 88247 | 91 | 105 | 25 | 80 | 222 | 25 | 197 |  |  | Approved
29777 | 2022-Q3 | Town of Lewisporte | Exploits Street - #3015 | Lewisporte | Newfoundland and Labrador | Municipal or another local authority | Municipal or another local authority | Continuous | Quarterly | Quarterly | 0 | 587.8 | 75856 | 92 | 79 | 25 | 54 | 69 | 25 | 44 |  |  | Approved
29777 | 2022-Q4 | Town of Lewisporte | Exploits Street - #3015 | Lewisporte | Newfoundland and Labrador | Municipal or another local authority | Municipal or another local authority | Continuous | Quarterly | Quarterly | 0 | 587.8 | 83998 | 92 | 53 | 25 | 28 | 49 | 25 | 24 |  |  | Approved
29777 | 2023-Q1 | Town of Lewisporte | Exploits Street - #3015 | Lewisporte | Newfoundland and Labrador | Municipal or another local authority | Municipal or another local authority | Continuous | Quarterly | Quarterly | 0 | 927.6 | 91845 | 90 | 82 | 25 | 57 | 57 | 25 | 32 |  |  | Approved
29777 | 2023-Q2 | Town of Lewisporte | Exploits Street - #3015 | Lewisporte | Newfoundland and Labrador | Municipal or another local authority | Municipal or another local authority | Continuous | Quarterly | Quarterly | 0 | 927.6 | 89548 | 91 | 46 | 25 | 21 | 102 | 25 | 77 |  |  | Approved
29777 | 2023-Q3 | Town of Lewisporte | Exploits Street - #3015 | Lewisporte | Newfoundland and Labrador | Municipal or another local authority | Municipal or another local authority | Continuous | Quarterly | Quarterly | 0 | 927.6 | 59503 | 92 | 69 | 25 | 44 | 67 | 25 | 42 |  |  | Approved
29777 | 2023-Q4 | Town of Lewisporte | Exploits Street - #3015 | Lewisporte | Newfoundland and Labrador | Municipal or another local authority | Municipal or another local authority | Continuous | Quarterly | Quarterly | 0 | 927.6 | 70028 | 92 | 53 | 25 | 28 | 89 | 25 | 64 |  |  | Approved
29777 | 2024-Q1 | Town of Lewisporte | Exploits Street - #3015 | Lewisporte | Newfoundland and Labrador | Municipal or another local authority | Municipal or another local authority | Continuous | Quarterly | Quarterly | 0 | 851.8 | 55453 | 91 | 93 | 25 | 68 | 107 | 25 | 82 |  |  | Approved
29777 | 2024-Q2 | Town of Lewisporte | Exploits Street - #3015 | Lewisporte | Newfoundland and Labrador | Municipal or another local authority | Municipal or another local authority | Continuous | Quarterly | Quarterly | 0 | 851.8 | 33331 | 91 | 75 | 25 | 50 | 77 | 25 | 52 |  |  | Approved
29777 | 2024-Q3 | Town of Lewisporte | Exploits Street - #3015 | Lewisporte | Newfoundland and Labrador | Municipal or another local authority | Municipal or another local authority | Continuous | Quarterly | Quarterly | 0 | 851.8 | 18367 | 92 | 71 | 25 | 46 | 80 | 25 | 55 |  |  | Approved
29777 | 2024-Q4 | Town of Lewisporte | Exploits Street - #3015 | Lewisporte | Newfoundland and Labrador | Municipal or another local authority | Municipal or another local authority | Continuous | Quarterly | Quarterly | 0 | 851.8 | 36218 | 92 | 49 | 25 | 24 | 52 | 25 | 27 |  |  | Approved
29778 | 2018-Q2 | Town of Lewisporte | Russhann Street - #3011 | Lewisporte | Newfoundland and Labrador | Municipal or another local authority | Municipal or another local authority | Continuous | Quarterly | Quarterly | 0 | 208 | 22320 | 46 | 105 | 25 | 80 | 80 | 25 | 55 |  |  | Approved
29778 | 2018-Q3 | Town of Lewisporte | Russhann Street - #3011 | Lewisporte | Newfoundland and Labrador | Municipal or another local authority | Municipal or another local authority | Continuous | Quarterly | Quarterly | 0 | 208 | 17788 | 92 | 79 | 25 | 54 | 106 | 25 | 81 |  |  | Approved
29778 | 2018-Q4 | Town of Lewisporte | Russhann Street - #3011 | Lewisporte | Newfoundland and Labrador | Municipal or another local authority | Municipal or another local authority | Continuous | Quarterly | Quarterly | 0 | 208 | 61431.5 | 92 | 47 | 25 | 22 | 92 | 25 | 67 |  |  | Approved
29778 | 2019-Q1 | Town of Lewisporte | Russhann Street - #3011 | Lewisporte | Newfoundland and Labrador | Municipal or another local authority | Municipal or another local authority | Continuous | Quarterly | Quarterly | 0 | 208 | 33175 | 90 | 174 | 25 | 149 | 251 | 25 | 226 |  |  | Approved
29778 | 2019-Q2 | Town of Lewisporte | Russhann Street - #3011 | Lewisporte | Newfoundland and Labrador | Municipal or another local authority | Municipal or another local authority | Continuous | Quarterly | Quarterly | 0 | 208 | 53388 | 91 | 61 | 25 | 36 | 89 | 25 | 64 |  |  | Approved
29778 | 2019-Q3 | Town of Lewisporte | Russhann Street - #3011 | Lewisporte | Newfoundland and Labrador | Municipal or another local authority | Municipal or another local authority | Continuous | Quarterly | Quarterly | 0 | 208 | 31821 | 92 | 115 | 25 | 90 | 121 | 25 | 96 |  |  | Approved
29778 | 2019-Q4 | Town of Lewisporte | Russhann Street - #3011 | Lewisporte | Newfoundland and Labrador | Municipal or another local authority | Municipal or another local authority | Continuous | Quarterly | Quarterly | 0 | 208 | 69220 | 92 | 81 | 25 | 56 | 79 | 25 | 54 |  |  | Approved
29778 | 2020-Q1 | Town of Lewisporte | Russhann Street - #3011 | Lewisporte | Newfoundland and Labrador | Municipal or another local authority | Municipal or another local authority | Continuous | Quarterly | Quarterly | 0 | 514 | 33579 | 91 | 110 | 25 | 85 | 121 | 25 | 96 |  |  | Approved
29778 | 2020-Q2 | Town of Lewisporte | Russhann Street - #3011 | Lewisporte | Newfoundland and Labrador | Municipal or another local authority | Municipal or another local authority | Continuous | Quarterly | Quarterly | 0 | 514 | 77714 | 91 | 91 | 25 | 66 | 40 | 25 | 15 |  |  | Approved
29778 | 2020-Q3 | Town of Lewisporte | Russhann Street - #3011 | Lewisporte | Newfoundland and Labrador | Municipal or another local authority | Municipal or another local authority | Continuous | Quarterly | Quarterly | 0 | 514 | 20372 | 92 | 99 | 25 | 74 | 58 | 25 | 33 |  |  | Approved
29778 | 2020-Q4 | Town of Lewisporte | Russhann Street - #3011 | Lewisporte | Newfoundland and Labrador | Municipal or another local authority | Municipal or another local authority | Continuous | Quarterly | Quarterly | 0 | 514 | 34980 | 92 | 103 | 25 | 78 | 89 | 25 | 64 |  |  | Approved
29778 | 2021-Q1 | Town of Lewisporte | Russhann Street - #3011 | Lewisporte | Newfoundland and Labrador | Municipal or another local authority | Municipal or another local authority | Continuous | Quarterly | Quarterly | 0 | 455.3 | 58502 | 90 | 160 | 25 | 135 | 106 | 25 | 81 |  |  | Approved
29778 | 2021-Q2 | Town of Lewisporte | Russhann Street - #3011 | Lewisporte | Newfoundland and Labrador | Municipal or another local authority | Municipal or another local authority | Continuous | Quarterly | Quarterly | 0 | 455.3 | 61174 | 91 | 106 | 25 | 81 | 67 | 25 | 42 |  |  | Approved
29778 | 2021-Q3 | Town of Lewisporte | Russhann Street - #3011 | Lewisporte | Newfoundland and Labrador | Municipal or another local authority | Municipal or another local authority | Continuous | Quarterly | Quarterly | 0 | 455.3 | 31636 | 92 | 195 | 25 | 170 | 293 | 25 | 268 |  |  | Approved
29778 | 2021-Q4 | Town of Lewisporte | Russhann Street - #3011 | Lewisporte | Newfoundland and Labrador | Municipal or another local authority | Municipal or another local authority | Continuous | Quarterly | Quarterly | 0 | 455.3 | 69340 | 92 | 101 | 25 | 76 | 59 | 25 | 34 |  |  | Approved
29778 | 2022-Q1 | Town of Lewisporte | Russhann Street - #3011 | Lewisporte | Newfoundland and Labrador | Municipal or another local authority | Municipal or another local authority | Continuous | Quarterly | Quarterly | 0 | 604.5 | 81929 | 90 | 141 | 25 | 116 | 118 | 25 | 93 |  |  | Approved
29778 | 2022-Q2 | Town of Lewisporte | Russhann Street - #3011 | Lewisporte | Newfoundland and Labrador | Municipal or another local authority | Municipal or another local authority | Continuous | Quarterly | Quarterly | 0 | 604.5 | 78915 | 91 | 116 | 25 | 91 | 116 | 25 | 91 |  |  | Approved
29778 | 2022-Q3 | Town of Lewisporte | Russhann Street - #3011 | Lewisporte | Newfoundland and Labrador | Municipal or another local authority | Municipal or another local authority | Continuous | Quarterly | Quarterly | 0 | 604.5 | 43959 | 92 | 224 | 25 | 199 | 200 | 25 | 175 |  |  | Approved
29778 | 2022-Q4 | Town of Lewisporte | Russhann Street - #3011 | Lewisporte | Newfoundland and Labrador | Municipal or another local authority | Municipal or another local authority | Continuous | Quarterly | Quarterly | 0 | 604.5 | 71074 | 92 | 160 | 25 | 135 | 86 | 25 | 61 |  |  | Approved
29778 | 2023-Q1 | Town of Lewisporte | Russhann Street - #3011 | Lewisporte | Newfoundland and Labrador | Municipal or another local authority | Municipal or another local authority | Continuous | Quarterly | Quarterly | 0 | 755.8 | 65945 | 90 | 121 | 25 | 96 | 132 | 25 | 107 |  |  | Approved
29778 | 2023-Q2 | Town of Lewisporte | Russhann Street - #3011 | Lewisporte | Newfoundland and Labrador | Municipal or another local authority | Municipal or another local authority | Continuous | Quarterly | Quarterly | 0 | 755.8 | 78157 | 91 | 51 | 25 | 26 | 35 | 25 | 10 |  |  | Approved
29778 | 2023-Q3 | Town of Lewisporte | Russhann Street - #3011 | Lewisporte | Newfoundland and Labrador | Municipal or another local authority | Municipal or another local authority | Continuous | Quarterly | Quarterly | 0 | 755.8 | 33198 | 92 | 142 | 25 | 117 | 209 | 25 | 184 |  |  | Approved
29778 | 2023-Q4 | Town of Lewisporte | Russhann Street - #3011 | Lewisporte | Newfoundland and Labrador | Municipal or another local authority | Municipal or another local authority | Continuous | Quarterly | Quarterly | 0 | 755.8 | 48831 | 92 | 150 | 25 | 125 | 198 | 25 | 173 |  |  | Approved
29778 | 2024-Q1 | Town of Lewisporte | Russhann Street - #3011 | Lewisporte | Newfoundland and Labrador | Municipal or another local authority | Municipal or another local authority | Continuous | Quarterly | Quarterly | 0 | 619.5 | 92301 | 91 | 182 | 25 | 157 | 160 | 25 | 135 |  |  | Approved
29778 | 2024-Q2 | Town of Lewisporte | Russhann Street - #3011 | Lewisporte | Newfoundland and Labrador | Municipal or another local authority | Municipal or another local authority | Continuous | Quarterly | Quarterly | 0 | 619.5 | 120882 | 91 | 64 | 25 | 39 | 50 | 25 | 25 |  |  | Approved
29778 | 2024-Q3 | Town of Lewisporte | Russhann Street - #3011 | Lewisporte | Newfoundland and Labrador | Municipal or another local authority | Municipal or another local authority | Continuous | Quarterly | Quarterly | 0 | 619.5 | 140525 | 92 | 190 | 25 | 165 | 170 | 25 | 145 |  |  | Approved
29778 | 2024-Q4 | Town of Lewisporte | Russhann Street - #3011 | Lewisporte | Newfoundland and Labrador | Municipal or another local authority | Municipal or another local authority | Continuous | Quarterly | Quarterly | 0 | 619.5 | 255244 | 92 | 133 | 25 | 108 | 130 | 25 | 105 |  |  | Approved
29809 | 2016-Q4 | Burnt Islands | Burnt Islands Outfall | Burnt Islands | Newfoundland and Labrador | Municipal or another local authority | Municipal or another local authority | Continuous | Quarterly | Quarterly | 0 | 210 | 25040 | 80 | 24 | 25 | -1 | 25 | 25 | 0 |  |  | Approved
29809 | 2017-Q1 | Burnt Islands | Burnt Islands Outfall | Burnt Islands | Newfoundland and Labrador | Municipal or another local authority | Municipal or another local authority | Continuous | Quarterly | Quarterly | 0 | 210 | 30623 | 90 | 19 | 25 | -6 | 16 | 25 | -9 |  |  | Approved
29809 | 2017-Q2 | Burnt Islands | Burnt Islands Outfall | Burnt Islands | Newfoundland and Labrador | Municipal or another local authority | Municipal or another local authority | Continuous | Quarterly | Quarterly | 0 | 210 | 26947 | 91 | 22 | 25 | -3 | 33 | 25 | 8 |  |  | Approved
29809 | 2017-Q3 | Burnt Islands | Burnt Islands Outfall | Burnt Islands | Newfoundland and Labrador | Municipal or another local authority | Municipal or another local authority | Continuous | Quarterly | Quarterly | 0 | 210 | 26198 | 92 | 38 | 25 | 13 | 55 | 25 | 30 |  |  | Approved
29809 | 2017-Q4 | Burnt Islands | Burnt Islands Outfall | Burnt Islands | Newfoundland and Labrador | Municipal or another local authority | Municipal or another local authority | Continuous | Quarterly | Quarterly | 0 | 210 | 27048 | 92 | 31 | 25 | 6 | 22 | 25 | -3 |  |  | Approved
29809 | 2018-Q1 | Burnt Islands | Burnt Islands Outfall | Burnt Islands | Newfoundland and Labrador | Municipal or another local authority | Municipal or another local authority | Continuous | Quarterly | Quarterly | 0 | 303.6 | 22061 | 90 | 38 | 25 | 13 | 21 | 25 | -4 |  |  | Approved
29809 | 2018-Q2 | Burnt Islands | Burnt Islands Outfall | Burnt Islands | Newfoundland and Labrador | Municipal or another local authority | Municipal or another local authority | Continuous | Quarterly | Quarterly | 0 | 303.6 | 13966 | 91 | 46 | 25 | 21 | 67 | 25 | 42 |  |  | Approved
29809 | 2018-Q3 | Burnt Islands | Burnt Islands Outfall | Burnt Islands | Newfoundland and Labrador | Municipal or another local authority | Municipal or another local authority | Continuous | Quarterly | Quarterly | 0 | 303.6 | 13269 | 92 | 58 | 25 | 33 | 57 | 25 | 32 |  |  | Approved
29809 | 2018-Q4 | Burnt Islands | Burnt Islands Outfall | Burnt Islands | Newfoundland and Labrador | Municipal or another local authority | Municipal or another local authority | Continuous | Quarterly | Quarterly | 0 | 303.6 | 19032 | 92 | 120 | 25 | 95 | 546 | 25 | 521 |  |  | Approved
29809 | 2019-Q1 | Burnt Islands | Burnt Islands Outfall | Burnt Islands | Newfoundland and Labrador | Municipal or another local authority | Municipal or another local authority | Continuous | Quarterly | Quarterly | 0 | 187.2 | 22156 | 90 | 67 | 25 | 42 | 39 | 25 | 14 |  |  | Approved
29809 | 2019-Q2 | Burnt Islands | Burnt Islands Outfall | Burnt Islands | Newfoundland and Labrador | Municipal or another local authority | Municipal or another local authority | Continuous | Quarterly | Quarterly | 0 | 187.2 | 22264 | 91 | 53 | 25 | 28 | 58 | 25 | 33 |  |  | Approved
29809 | 2019-Q3 | Burnt Islands | Burnt Islands Outfall | Burnt Islands | Newfoundland and Labrador | Municipal or another local authority | Municipal or another local authority | Continuous | Quarterly | Quarterly | 0 | 187.2 | 19946 | 92 | 92 | 25 | 67 | 99 | 25 | 74 |  |  | Approved
29809 | 2019-Q4 | Burnt Islands | Burnt Islands Outfall | Burnt Islands | Newfoundland and Labrador | Municipal or another local authority | Municipal or another local authority | Continuous | Quarterly | Quarterly | 0 | 187.2 | 17940 | 92 | 50 | 25 | 25 | 77 | 25 | 52 |  |  | Approved
29809 | 2020-Q1 | Burnt Islands | Burnt Islands Outfall | Burnt Islands | Newfoundland and Labrador | Municipal or another local authority | Municipal or another local authority | Continuous | Quarterly | Quarterly | 0 | 225.5 | 20475 | 91 | 146 | 25 | 121 | 145 | 25 | 120 |  |  | Approved
29809 | 2020-Q2 | Burnt Islands | Burnt Islands Outfall | Burnt Islands | Newfoundland and Labrador | Municipal or another local authority | Municipal or another local authority | Continuous | Quarterly | Quarterly | 0 | 225.5 | 11921 | 91 | 87 | 25 | 62 | 59 | 25 | 34 |  |  | Approved
29809 | 2020-Q3 | Burnt Islands | Burnt Islands Outfall | Burnt Islands | Newfoundland and Labrador | Municipal or another local authority | Municipal or another local authority | Continuous | Quarterly | Quarterly | 0 | 225.5 | 8807 | 92 | 103 | 25 | 78 | 93 | 25 | 68 |  |  | Approved
29809 | 2020-Q4 | Burnt Islands | Burnt Islands Outfall | Burnt Islands | Newfoundland and Labrador | Municipal or another local authority | Municipal or another local authority | Continuous | Quarterly | Quarterly | 0 | 225.5 | 10528 | 92 | 98 | 25 | 73 | 120 | 25 | 95 |  |  | Approved
29809 | 2021-Q1 | Burnt Islands | Burnt Islands Outfall | Burnt Islands | Newfoundland and Labrador | Municipal or another local authority | Municipal or another local authority | Continuous | Quarterly | Quarterly | 0 | 141.3 | 11921 | 90 | 87 | 25 | 62 | 59 | 25 | 34 |  |  | Approved
29809 | 2021-Q2 | Burnt Islands | Burnt Islands Outfall | Burnt Islands | Newfoundland and Labrador | Municipal or another local authority | Municipal or another local authority | Continuous | Quarterly | Quarterly | 0 | 141.3 | 14905 | 91 | 129 | 25 | 104 | 99 | 25 | 74 |  |  | Approved
29809 | 2021-Q3 | Burnt Islands | Burnt Islands Outfall | Burnt Islands | Newfoundland and Labrador | Municipal or another local authority | Municipal or another local authority | Continuous | Quarterly | Quarterly | 0 | 141.3 | 9924 | 92 | 89 | 25 | 64 | 253 | 25 | 228 |  |  | Approved
29809 | 2021-Q4 | Burnt Islands | Burnt Islands Outfall | Burnt Islands | Newfoundland and Labrador | Municipal or another local authority | Municipal or another local authority | Continuous | Quarterly | Quarterly | 0 | 141.3 | 11281 | 92 | 191 | 25 | 166 | 117 | 25 | 92 |  |  | Approved
29809 | 2022-Q1 | Burnt Islands | Burnt Islands Outfall | Burnt Islands | Newfoundland and Labrador | Municipal or another local authority | Municipal or another local authority | Continuous | Quarterly | Quarterly | 0 | 131.6 | 18803 | 90 | 49 | 25 | 24 | 123 | 25 | 98 |  |  | Approved
29809 | 2022-Q2 | Burnt Islands | Burnt Islands Outfall | Burnt Islands | Newfoundland and Labrador | Municipal or another local authority | Municipal or another local authority | Continuous | Quarterly | Quarterly | 0 | 131.6 | 10618 | 91 | 201 | 25 | 176 | 67 | 25 | 42 |  |  | Approved
29809 | 2022-Q3 | Burnt Islands | Burnt Islands Outfall | Burnt Islands | Newfoundland and Labrador | Municipal or another local authority | Municipal or another local authority | Continuous | Quarterly | Quarterly | 0 | 131.6 | 15856 | 92 | 93 | 25 | 68 | 188 | 25 | 163 |  |  | Approved
29809 | 2022-Q4 | Burnt Islands | Burnt Islands Outfall | Burnt Islands | Newfoundland and Labrador | Municipal or another local authority | Municipal or another local authority | Continuous | Quarterly | Quarterly | 0 | 131.6 | 18386 | 92 | 125 | 25 | 100 | 95 | 25 | 70 |  |  | Approved
29809 | 2023-Q1 | Burnt Islands | Burnt Islands Outfall | Burnt Islands | Newfoundland and Labrador | Municipal or another local authority | Municipal or another local authority | Continuous | Quarterly | Quarterly | 0 | 174.4 | 20054 | 90 | 52 | 25 | 27 | 77 | 25 | 52 |  |  | Approved
29809 | 2023-Q2 | Burnt Islands | Burnt Islands Outfall | Burnt Islands | Newfoundland and Labrador | Municipal or another local authority | Municipal or another local authority | Continuous | Quarterly | Quarterly | 0 | 174.4 | 6133 | 91 | 201 | 25 | 176 | 91 | 25 | 66 |  |  | Approved
29809 | 2023-Q3 | Burnt Islands | Burnt Islands Outfall | Burnt Islands | Newfoundland and Labrador | Municipal or another local authority | Municipal or another local authority | Continuous | Quarterly | Quarterly | 0 | 174.4 | 6786 | 92 | 48 | 25 | 23 | 75 | 25 | 50 |  |  | Approved
29809 | 2023-Q4 | Burnt Islands | Burnt Islands Outfall | Burnt Islands | Newfoundland and Labrador | Municipal or another local authority | Municipal or another local authority | Continuous | Quarterly | Quarterly | 0 | 174.4 | 21912 | 92 | 240 | 25 | 215 | 107 | 25 | 82 |  |  | Approved
29809 | 2024-Q1 | Burnt Islands | Burnt Islands Outfall | Burnt Islands | Newfoundland and Labrador | Municipal or another local authority | Municipal or another local authority | Continuous | Quarterly | Quarterly | 0 | 150.4 | 38051 | 91 | 104 | 25 | 79 | 92 | 25 | 67 |  |  | Approved
29809 | 2024-Q2 | Burnt Islands | Burnt Islands Outfall | Burnt Islands | Newfoundland and Labrador | Municipal or another local authority | Municipal or another local authority | Continuous | Quarterly | Quarterly | 0 | 150.4 | 14041 | 91 | 187 | 25 | 162 | 514 | 25 | 489 |  |  | Approved
29809 | 2024-Q3 | Burnt Islands | Burnt Islands Outfall | Burnt Islands | Newfoundland and Labrador | Municipal or another local authority | Municipal or another local authority | Continuous | Quarterly | Quarterly | 0 | 150.4 | 11948 | 92 | 180 | 25 | 155 | 132 | 25 | 107 |  |  | Approved
29809 | 2024-Q4 | Burnt Islands | Burnt Islands Outfall | Burnt Islands | Newfoundland and Labrador | Municipal or another local authority | Municipal or another local authority | Continuous | Quarterly | Quarterly | 0 | 150.4 | 25385 | 92 | 63 | 25 | 38 | 120 | 25 | 95 |  |  | Approved
29967 | 2017-Q2 | South River | South River Outfall | South River | Newfoundland and Labrador | Municipal or another local authority | Municipal or another local authority | Continuous | Quarterly | Quarterly | 0 | 200 | 10730 | 61 | 25 | 25 | 0 | 50 | 25 | 25 |  |  | Approved
29967 | 2017-Q3 | South River | South River Outfall | South River | Newfoundland and Labrador | Municipal or another local authority | Municipal or another local authority | Continuous | Quarterly | Quarterly | 0 | 200 | 11515 | 92 | 20 | 25 | -5 | 51 | 25 | 26 |  |  | Approved
29967 | 2017-Q4 | South River | South River Outfall | South River | Newfoundland and Labrador | Municipal or another local authority | Municipal or another local authority | Continuous | Quarterly | Quarterly | 0 | 200 | 19691 | 92 | 26 | 25 | 1 | 25 | 25 | 0 |  |  | Approved
29967 | 2018-Q1 | South River | South River Outfall | South River | Newfoundland and Labrador | Municipal or another local authority | Municipal or another local authority | Continuous | Quarterly | Quarterly | 0 | 200 | 38360 | 90 | 57 | 25 | 32 | 141 | 25 | 116 |  |  | Approved
29967 | 2018-Q2 | South River | South River Outfall | South River | Newfoundland and Labrador | Municipal or another local authority | Municipal or another local authority | Continuous | Quarterly | Quarterly | 0 | 200 | 28147 | 91 | 125 | 25 | 100 | 144 | 25 | 119 |  |  | Approved
29967 | 2018-Q3 | South River | South River Outfall | South River | Newfoundland and Labrador | Municipal or another local authority | Municipal or another local authority | Continuous | Quarterly | Quarterly | 0 | 200 | 28147 | 92 | 125 | 25 | 100 | 144 | 25 | 119 |  |  | Approved
29967 | 2018-Q4 | South River | South River Outfall | South River | Newfoundland and Labrador | Municipal or another local authority | Municipal or another local authority | Continuous | Quarterly | Quarterly | 0 | 200 | 16528 | 92 | 58 | 25 | 33 | 37 | 25 | 12 |  |  | Approved
29967 | 2019-Q1 | South River | South River Outfall | South River | Newfoundland and Labrador | Municipal or another local authority | Municipal or another local authority | Continuous | Quarterly | Quarterly | 0 | 304.6 | 23514 | 90 | 135 | 25 | 110 | 139 | 25 | 114 |  |  | Approved
29967 | 2019-Q2 | South River | South River Outfall | South River | Newfoundland and Labrador | Municipal or another local authority | Municipal or another local authority | Continuous | Quarterly | Quarterly | 0 | 304.6 | 18263 | 91 | 86 | 25 | 61 | 103 | 25 | 78 |  |  | Approved
29967 | 2019-Q3 | South River | South River Outfall | South River | Newfoundland and Labrador | Municipal or another local authority | Municipal or another local authority | Continuous | Quarterly | Quarterly | 0 | 304.6 | 19472 | 92 | 6 | 25 | -19 | 6 | 25 | -19 |  |  | Approved
29967 | 2019-Q4 | South River | South River Outfall | South River | Newfoundland and Labrador | Municipal or another local authority | Municipal or another local authority | Continuous | Quarterly | Quarterly | 0 | 304.6 | 32357 | 92 | 18 | 25 | -7 | 12 | 25 | -13 |  |  | Approved
29967 | 2020-Q1 | South River | South River Outfall | South River | Newfoundland and Labrador | Municipal or another local authority | Municipal or another local authority | Continuous | Quarterly | Quarterly | 0 | 256.5 | 23296 | 91 | 24 | 25 | -1 | 12 | 25 | -13 |  |  | Approved
29967 | 2020-Q2 | South River | South River Outfall | South River | Newfoundland and Labrador | Municipal or another local authority | Municipal or another local authority | Continuous | Quarterly | Quarterly | 0 | 256.5 | 32851 | 91 | 82 | 25 | 57 | 69 | 25 | 44 |  |  | Approved
29967 | 2020-Q3 | South River | South River Outfall | South River | Newfoundland and Labrador | Municipal or another local authority | Municipal or another local authority | Continuous | Quarterly | Quarterly | 0 | 256.5 | 25306 | 92 | 77 | 25 | 52 | 68 | 25 | 43 |  |  | Approved
29967 | 2020-Q4 | South River | South River Outfall | South River | Newfoundland and Labrador | Municipal or another local authority | Municipal or another local authority | Continuous | Quarterly | Quarterly | 0 | 256.5 | 26870 | 92 | 46 | 25 | 21 | 29 | 25 | 4 |  |  | Approved
29967 | 2021-Q1 | South River | South River Outfall | South River | Newfoundland and Labrador | Municipal or another local authority | Municipal or another local authority | Continuous | Quarterly | Quarterly | 0 | 296 | 23445 | 90 | 114 | 25 | 89 | 84 | 25 | 59 |  |  | Approved
29967 | 2021-Q2 | South River | South River Outfall | South River | Newfoundland and Labrador | Municipal or another local authority | Municipal or another local authority | Continuous | Quarterly | Quarterly | 0 | 296 | 22433 | 91 | 53 | 25 | 28 | 18 | 25 | -7 |  |  | Approved
29967 | 2021-Q3 | South River | South River Outfall | South River | Newfoundland and Labrador | Municipal or another local authority | Municipal or another local authority | Continuous | Quarterly | Quarterly | 0 | 296 | 21725 | 92 | 84 | 25 | 59 | 76 | 25 | 51 |  |  | Approved
29967 | 2021-Q4 | South River | South River Outfall | South River | Newfoundland and Labrador | Municipal or another local authority | Municipal or another local authority | Continuous | Quarterly | Quarterly | 0 | 296 | 45293 | 92 | 29 | 25 | 4 | 9 | 25 | -16 |  |  | Approved
29967 | 2022-Q1 | South River | South River Outfall | South River | Newfoundland and Labrador | Municipal or another local authority | Municipal or another local authority | Continuous | Quarterly | Quarterly | 0 | 309.3 | 45619 | 90 | 65 | 25 | 40 | 41 | 25 | 16 |  |  | Approved
29967 | 2022-Q2 | South River | South River Outfall | South River | Newfoundland and Labrador | Municipal or another local authority | Municipal or another local authority | Continuous | Quarterly | Quarterly | 0 | 309.3 | 19719 | 91 | 163 | 25 | 138 | 169 | 25 | 144 |  |  | Approved
29967 | 2022-Q3 | South River | South River Outfall | South River | Newfoundland and Labrador | Municipal or another local authority | Municipal or another local authority | Continuous | Quarterly | Quarterly | 0 | 309.3 | 20969 | 92 | 45 | 25 | 20 | 56 | 25 | 31 |  |  | Approved
29967 | 2022-Q4 | South River | South River Outfall | South River | Newfoundland and Labrador | Municipal or another local authority | Municipal or another local authority | Continuous | Quarterly | Quarterly | 0 | 309.3 | 23956 | 92 | 100 | 25 | 75 | 105 | 25 | 80 |  |  | Approved
29967 | 2023-Q1 | South River | South River Outfall | South River | Newfoundland and Labrador | Municipal or another local authority | Municipal or another local authority | Continuous | Quarterly | Quarterly | 0 | 302.1 | 27414 | 90 | 22 | 25 | -3 | 40 | 25 | 15 |  |  | Approved
29967 | 2023-Q2 | South River | South River Outfall | South River | Newfoundland and Labrador | Municipal or another local authority | Municipal or another local authority | Continuous | Quarterly | Quarterly | 0 | 302.1 | 17166 | 91 | 23 | 25 | -2 | 21 | 25 | -4 |  |  | Approved
29967 | 2023-Q3 | South River | South River Outfall | South River | Newfoundland and Labrador | Municipal or another local authority | Municipal or another local authority | Continuous | Quarterly | Quarterly | 0 | 302.1 | 25127 | 92 | 49 | 25 | 24 | 30 | 25 | 5 |  |  | Approved
29967 | 2023-Q4 | South River | South River Outfall | South River | Newfoundland and Labrador | Municipal or another local authority | Municipal or another local authority | Continuous | Quarterly | Quarterly | 0 | 302.1 | 18403 | 92 | 28 | 25 | 3 | 25 | 25 | 0 |  |  | Approved
29967 | 2024-Q1 | South River | South River Outfall | South River | Newfoundland and Labrador | Municipal or another local authority | Municipal or another local authority | Continuous | Quarterly | Quarterly | 0 | 241.4 | 18832 | 91 | 58 | 25 | 33 | 62 | 25 | 37 |  |  | Approved
29967 | 2024-Q2 | South River | South River Outfall | South River | Newfoundland and Labrador | Municipal or another local authority | Municipal or another local authority | Continuous | Quarterly | Quarterly | 0 | 241.4 | 18443 | 91 | 46 | 25 | 21 | 40 | 25 | 15 |  |  | Approved
29967 | 2024-Q3 | South River | South River Outfall | South River | Newfoundland and Labrador | Municipal or another local authority | Municipal or another local authority | Continuous | Quarterly | Quarterly | 0 | 241.4 | 23048 | 92 | 20 | 25 | -5 | 20 | 25 | -5 |  |  | Approved
29967 | 2024-Q4 | South River | South River Outfall | South River | Newfoundland and Labrador | Municipal or another local authority | Municipal or another local authority | Continuous | Quarterly | Quarterly | 0 | 241.4 | 21179 | 92 | 20 | 25 | -5 | 33 | 25 | 8 |  |  | Approved
29968 | 2017-Q2 | Comfort Cove-Newstead | Comfort Cove Outfall | Comfort Cove-Newstead | Newfoundland and Labrador | Municipal or another local authority | Municipal or another local authority | Continuous | Quarterly | Quarterly | 0 | 200 | 11766 | 58 | 30 | 25 | 5 | 55 | 25 | 30 |  |  | Approved
29968 | 2017-Q3 | Comfort Cove-Newstead | Comfort Cove Outfall | Comfort Cove-Newstead | Newfoundland and Labrador | Municipal or another local authority | Municipal or another local authority | Continuous | Quarterly | Quarterly | 0 | 200 | 10594 | 92 | 43 | 25 | 18 | 69 | 25 | 44 |  |  | Approved
29968 | 2017-Q4 | Comfort Cove-Newstead | Comfort Cove Outfall | Comfort Cove-Newstead | Newfoundland and Labrador | Municipal or another local authority | Municipal or another local authority | Continuous | Quarterly | Quarterly | 0 | 200 | 20663 | 92 | 25 | 25 | 0 | 30 | 25 | 5 |  |  | Approved
29968 | 2018-Q1 | Comfort Cove-Newstead | Comfort Cove Outfall | Comfort Cove-Newstead | Newfoundland and Labrador | Municipal or another local authority | Municipal or another local authority | Continuous | Quarterly | Quarterly | 0 | 200 | 27931 | 90 | 45 | 25 | 20 | 45 | 25 | 20 |  |  | Approved
29968 | 2018-Q2 | Comfort Cove-Newstead | Comfort Cove Outfall | Comfort Cove-Newstead | Newfoundland and Labrador | Municipal or another local authority | Municipal or another local authority | Continuous | Quarterly | Quarterly | 0 | 200 | 72614 | 91 | 61 | 25 | 36 | 36 | 25 | 11 |  |  | Approved
29968 | 2018-Q3 | Comfort Cove-Newstead | Comfort Cove Outfall | Comfort Cove-Newstead | Newfoundland and Labrador | Municipal or another local authority | Municipal or another local authority | Continuous | Quarterly | Quarterly | 0 | 200 | 31156 | 92 | 97 | 25 | 72 | 86 | 25 | 61 |  |  | Approved
29968 | 2018-Q4 | Comfort Cove-Newstead | Comfort Cove Outfall | Comfort Cove-Newstead | Newfoundland and Labrador | Municipal or another local authority | Municipal or another local authority | Continuous | Quarterly | Quarterly | 0 | 200 | 37993 | 92 | 39 | 25 | 14 | 33 | 25 | 8 |  |  | Approved
29968 | 2019-Q1 | Comfort Cove-Newstead | Comfort Cove Outfall | Comfort Cove-Newstead | Newfoundland and Labrador | Municipal or another local authority | Municipal or another local authority | Continuous | Quarterly | Quarterly | 0 | 464.9 | 44469 | 90 | 147 | 25 | 122 | 159 | 25 | 134 |  |  | Approved
29968 | 2019-Q2 | Comfort Cove-Newstead | Comfort Cove Outfall | Comfort Cove-Newstead | Newfoundland and Labrador | Municipal or another local authority | Municipal or another local authority | Continuous | Quarterly | Quarterly | 0 | 464.9 | 22157 | 91 | 47 | 25 | 22 | 57 | 25 | 32 |  |  | Approved
29968 | 2019-Q3 | Comfort Cove-Newstead | Comfort Cove Outfall | Comfort Cove-Newstead | Newfoundland and Labrador | Municipal or another local authority | Municipal or another local authority | Continuous | Quarterly | Quarterly | 0 | 464.9 | 12703 | 92 | 39 | 25 | 14 | 67 | 25 | 42 |  |  | Approved
29968 | 2019-Q4 | Comfort Cove-Newstead | Comfort Cove Outfall | Comfort Cove-Newstead | Newfoundland and Labrador | Municipal or another local authority | Municipal or another local authority | Continuous | Quarterly | Quarterly | 0 | 464.9 | 13917 | 92 | 64 | 25 | 39 | 87 | 25 | 62 |  |  | Approved
29968 | 2020-Q1 | Comfort Cove-Newstead | Comfort Cove Outfall | Comfort Cove-Newstead | Newfoundland and Labrador | Municipal or another local authority | Municipal or another local authority | Continuous | Quarterly | Quarterly | 0 | 255.5 | 11375 | 91 | 104 | 25 | 79 | 136 | 25 | 111 |  |  | Approved
29968 | 2020-Q2 | Comfort Cove-Newstead | Comfort Cove Outfall | Comfort Cove-Newstead | Newfoundland and Labrador | Municipal or another local authority | Municipal or another local authority | Continuous | Quarterly | Quarterly | 0 | 255.5 | 52962 | 91 | 46 | 25 | 21 | 58 | 25 | 33 |  |  | Approved
29968 | 2020-Q3 | Comfort Cove-Newstead | Comfort Cove Outfall | Comfort Cove-Newstead | Newfoundland and Labrador | Municipal or another local authority | Municipal or another local authority | Continuous | Quarterly | Quarterly | 0 | 255.5 | 15209 | 92 | 141 | 25 | 116 | 251 | 25 | 226 |  |  | Approved
29968 | 2020-Q4 | Comfort Cove-Newstead | Comfort Cove Outfall | Comfort Cove-Newstead | Newfoundland and Labrador | Municipal or another local authority | Municipal or another local authority | Continuous | Quarterly | Quarterly | 0 | 255.5 | 21019 | 92 | 59 | 25 | 34 | 39 | 25 | 14 |  |  | Approved
29968 | 2021-Q1 | Comfort Cove-Newstead | Comfort Cove Outfall | Comfort Cove-Newstead | Newfoundland and Labrador | Municipal or another local authority | Municipal or another local authority | Continuous | Quarterly | Quarterly | 0 | 274.8 | 28788 | 90 | 148 | 25 | 123 | 121 | 25 | 96 |  |  | Approved
29968 | 2021-Q2 | Comfort Cove-Newstead | Comfort Cove Outfall | Comfort Cove-Newstead | Newfoundland and Labrador | Municipal or another local authority | Municipal or another local authority | Continuous | Quarterly | Quarterly | 0 | 274.8 | 37851 | 91 | 81 | 25 | 56 | 62 | 25 | 37 |  |  | Approved
29968 | 2021-Q3 | Comfort Cove-Newstead | Comfort Cove Outfall | Comfort Cove-Newstead | Newfoundland and Labrador | Municipal or another local authority | Municipal or another local authority | Continuous | Quarterly | Quarterly | 0 | 274.8 | 12850 | 92 | 159 | 25 | 134 | 213 | 25 | 188 |  |  | Approved
29968 | 2021-Q4 | Comfort Cove-Newstead | Comfort Cove Outfall | Comfort Cove-Newstead | Newfoundland and Labrador | Municipal or another local authority | Municipal or another local authority | Continuous | Quarterly | Quarterly | 0 | 274.8 | 27333 | 92 | 74 | 25 | 49 | 53 | 25 | 28 |  |  | Approved
29968 | 2022-Q1 | Comfort Cove-Newstead | Comfort Cove Outfall | Comfort Cove-Newstead | Newfoundland and Labrador | Municipal or another local authority | Municipal or another local authority | Continuous | Quarterly | Quarterly | 0 | 292.7 | 32004 | 90 | 111 | 25 | 86 | 105 | 25 | 80 |  |  | Approved
29968 | 2022-Q2 | Comfort Cove-Newstead | Comfort Cove Outfall | Comfort Cove-Newstead | Newfoundland and Labrador | Municipal or another local authority | Municipal or another local authority | Continuous | Quarterly | Quarterly | 0 | 292.7 | 43375 | 91 | 70 | 25 | 45 | 64 | 25 | 39 |  |  | Approved
29968 | 2022-Q3 | Comfort Cove-Newstead | Comfort Cove Outfall | Comfort Cove-Newstead | Newfoundland and Labrador | Municipal or another local authority | Municipal or another local authority | Continuous | Quarterly | Quarterly | 0 | 292.7 | 10906 | 92 | 195 | 25 | 170 | 202 | 25 | 177 |  |  | Approved
29968 | 2022-Q4 | Comfort Cove-Newstead | Comfort Cove Outfall | Comfort Cove-Newstead | Newfoundland and Labrador | Municipal or another local authority | Municipal or another local authority | Continuous | Quarterly | Quarterly | 0 | 292.7 | 25741 | 92 | 113 | 25 | 88 | 90 | 25 | 65 |  |  | Approved
29968 | 2023-Q1 | Comfort Cove-Newstead | Comfort Cove Outfall | Comfort Cove-Newstead | Newfoundland and Labrador | Municipal or another local authority | Municipal or another local authority | Continuous | Quarterly | Quarterly | 0 | 306.9 | 28145 | 90 | 95 | 25 | 70 | 93 | 25 | 68 |  |  | Approved
29968 | 2023-Q2 | Comfort Cove-Newstead | Comfort Cove Outfall | Comfort Cove-Newstead | Newfoundland and Labrador | Municipal or another local authority | Municipal or another local authority | Continuous | Quarterly | Quarterly | 0 | 306.9 | 14847 | 91 | 44 | 25 | 19 | 28 | 25 | 3 |  |  | Approved
29968 | 2023-Q3 | Comfort Cove-Newstead | Comfort Cove Outfall | Comfort Cove-Newstead | Newfoundland and Labrador | Municipal or another local authority | Municipal or another local authority | Continuous | Quarterly | Quarterly | 0 | 306.9 | 6336 | 92 | 74 | 25 | 49 | 106 | 25 | 81 |  |  | Approved
29968 | 2023-Q4 | Comfort Cove-Newstead | Comfort Cove Outfall | Comfort Cove-Newstead | Newfoundland and Labrador | Municipal or another local authority | Municipal or another local authority | Continuous | Quarterly | Quarterly | 0 | 306.9 | 9103 | 92 | 97 | 25 | 72 | 183 | 25 | 158 |  |  | Approved
29968 | 2024-Q1 | Comfort Cove-Newstead | Comfort Cove Outfall | Comfort Cove-Newstead | Newfoundland and Labrador | Municipal or another local authority | Municipal or another local authority | Continuous | Quarterly | Quarterly | 0 | 160.1 | 16307 | 91 | 73 | 25 | 48 | 99 | 25 | 74 |  |  | Approved
29968 | 2024-Q2 | Comfort Cove-Newstead | Comfort Cove Outfall | Comfort Cove-Newstead | Newfoundland and Labrador | Municipal or another local authority | Municipal or another local authority | Continuous | Quarterly | Quarterly | 0 | 160.1 | 18413 | 91 | 51 | 25 | 26 | 55 | 25 | 30 |  |  | Approved
29968 | 2024-Q3 | Comfort Cove-Newstead | Comfort Cove Outfall | Comfort Cove-Newstead | Newfoundland and Labrador | Municipal or another local authority | Municipal or another local authority | Continuous | Quarterly | Quarterly | 0 | 160.1 | 10005 | 92 | 73 | 25 | 48 | 104 | 25 | 79 |  |  | Approved
29968 | 2024-Q4 | Comfort Cove-Newstead | Comfort Cove Outfall | Comfort Cove-Newstead | Newfoundland and Labrador | Municipal or another local authority | Municipal or another local authority | Continuous | Quarterly | Quarterly | 0 | 160.1 | 22543 | 92 | 78 | 25 | 53 | 66 | 25 | 41 |  |  | Approved
29969 | 2017-Q2 | Norris Point | Norris Point Outfall | Norris Point | Newfoundland and Labrador | Municipal or another local authority | Municipal or another local authority | Continuous | Quarterly | Quarterly | 0 | 300 | 14393 | 91 | 25 | 25 | 0 | 50 | 25 | 25 |  |  | Approved
29969 | 2017-Q3 | Norris Point | Norris Point Outfall | Norris Point | Newfoundland and Labrador | Municipal or another local authority | Municipal or another local authority | Continuous | Quarterly | Quarterly | 0 | 300 | 45258 | 92 | 33 | 25 | 8 | 61 | 25 | 36 |  |  | Approved
29969 | 2017-Q4 | Norris Point | Norris Point Outfall | Norris Point | Newfoundland and Labrador | Municipal or another local authority | Municipal or another local authority | Continuous | Quarterly | Quarterly | 0 | 300 | 87612 | 92 | 34 | 25 | 9 | 35 | 25 | 10 |  |  | Approved
29969 | 2018-Q1 | Norris Point | Norris Point Outfall | Norris Point | Newfoundland and Labrador | Municipal or another local authority | Municipal or another local authority | Continuous | Quarterly | Quarterly | 0 | 300 | 91525 | 90 | 50 | 25 | 25 | 61 | 25 | 36 |  |  | Approved
29969 | 2018-Q2 | Norris Point | Norris Point Outfall | Norris Point | Newfoundland and Labrador | Municipal or another local authority | Municipal or another local authority | Continuous | Quarterly | Quarterly | 0 | 300 | 44985 | 91 | 56 | 25 | 31 | 73 | 25 | 48 |  |  | Approved
29969 | 2018-Q3 | Norris Point | Norris Point Outfall | Norris Point | Newfoundland and Labrador | Municipal or another local authority | Municipal or another local authority | Continuous | Quarterly | Quarterly | 0 | 300 | 44985 | 92 | 56 | 25 | 31 | 73 | 25 | 48 |  |  | Approved
29969 | 2018-Q4 | Norris Point | Norris Point Outfall | Norris Point | Newfoundland and Labrador | Municipal or another local authority | Municipal or another local authority | Continuous | Quarterly | Quarterly | 0 | 300 | 33695.8 | 92 | 36 | 25 | 11 | 43 | 25 | 18 |  |  | Approved
29969 | 2019-Q1 | Norris Point | Norris Point Outfall | Norris Point | Newfoundland and Labrador | Municipal or another local authority | Municipal or another local authority | Continuous | Quarterly | Quarterly | 0 | 589.6 | 32546 | 90 | 36 | 25 | 11 | 36 | 25 | 11 |  |  | Approved
29969 | 2019-Q2 | Norris Point | Norris Point Outfall | Norris Point | Newfoundland and Labrador | Municipal or another local authority | Municipal or another local authority | Continuous | Quarterly | Quarterly | 0 | 589.6 | 61977 | 91 | 28 | 25 | 3 | 41 | 25 | 16 |  |  | Approved
29969 | 2019-Q3 | Norris Point | Norris Point Outfall | Norris Point | Newfoundland and Labrador | Municipal or another local authority | Municipal or another local authority | Continuous | Quarterly | Quarterly | 0 | 589.6 | 50901 | 92 | 130 | 25 | 105 | 101 | 25 | 76 |  |  | Approved
29969 | 2019-Q4 | Norris Point | Norris Point Outfall | Norris Point | Newfoundland and Labrador | Municipal or another local authority | Municipal or another local authority | Continuous | Quarterly | Quarterly | 0 | 589.6 | 56092 | 92 | 23 | 25 | -2 | 25 | 25 | 0 |  |  | Approved
29969 | 2020-Q1 | Norris Point | Norris Point Outfall | Norris Point | Newfoundland and Labrador | Municipal or another local authority | Municipal or another local authority | Continuous | Quarterly | Quarterly | 0 | 552.1 | 29302 | 91 | 51 | 25 | 26 | 54 | 25 | 29 |  |  | Approved
29969 | 2020-Q2 | Norris Point | Norris Point Outfall | Norris Point | Newfoundland and Labrador | Municipal or another local authority | Municipal or another local authority | Continuous | Quarterly | Quarterly | 0 | 552.1 | 63154 | 91 | 51 | 25 | 26 | 182 | 25 | 157 |  |  | Approved
29969 | 2020-Q3 | Norris Point | Norris Point Outfall | Norris Point | Newfoundland and Labrador | Municipal or another local authority | Municipal or another local authority | Continuous | Quarterly | Quarterly | 0 | 552.1 | 24436 | 92 | 138 | 25 | 113 | 95 | 25 | 70 |  |  | Approved
29969 | 2020-Q4 | Norris Point | Norris Point Outfall | Norris Point | Newfoundland and Labrador | Municipal or another local authority | Municipal or another local authority | Continuous | Quarterly | Quarterly | 0 | 552.1 | 46472 | 92 | 59 | 25 | 34 | 52 | 25 | 27 |  |  | Approved
29969 | 2021-Q1 | Norris Point | Norris Point Outfall | Norris Point | Newfoundland and Labrador | Municipal or another local authority | Municipal or another local authority | Continuous | Quarterly | Quarterly | 0 | 446.3 | 34899 | 90 | 133 | 25 | 108 | 639 | 25 | 614 |  |  | Approved
29969 | 2021-Q2 | Norris Point | Norris Point Outfall | Norris Point | Newfoundland and Labrador | Municipal or another local authority | Municipal or another local authority | Continuous | Quarterly | Quarterly | 0 | 446.3 | 26308 | 91 | 63 | 25 | 38 | 49 | 25 | 24 |  |  | Approved
29969 | 2021-Q3 | Norris Point | Norris Point Outfall | Norris Point | Newfoundland and Labrador | Municipal or another local authority | Municipal or another local authority | Continuous | Quarterly | Quarterly | 0 | 446.3 | 39564 | 92 | 70 | 25 | 45 | 62 | 25 | 37 |  |  | Approved
29969 | 2021-Q4 | Norris Point | Norris Point Outfall | Norris Point | Newfoundland and Labrador | Municipal or another local authority | Municipal or another local authority | Continuous | Quarterly | Quarterly | 0 | 446.3 | 46065 | 92 | 53 | 25 | 28 | 39 | 25 | 14 |  |  | Approved
29969 | 2022-Q1 | Norris Point | Norris Point Outfall | Norris Point | Newfoundland and Labrador | Municipal or another local authority | Municipal or another local authority | Continuous | Quarterly | Quarterly | 0 | 402.3 | 48892 | 90 | 61 | 25 | 36 | 43 | 25 | 18 |  |  | Approved
29969 | 2022-Q2 | Norris Point | Norris Point Outfall | Norris Point | Newfoundland and Labrador | Municipal or another local authority | Municipal or another local authority | Continuous | Quarterly | Quarterly | 0 | 402.3 | 47599 | 91 | 72 | 25 | 47 | 53 | 25 | 28 |  |  | Approved
29969 | 2022-Q3 | Norris Point | Norris Point Outfall | Norris Point | Newfoundland and Labrador | Municipal or another local authority | Municipal or another local authority | Continuous | Quarterly | Quarterly | 0 | 402.3 | 57914 | 92 | 175 | 25 | 150 | 207 | 25 | 182 |  |  | Approved
29969 | 2022-Q4 | Norris Point | Norris Point Outfall | Norris Point | Newfoundland and Labrador | Municipal or another local authority | Municipal or another local authority | Continuous | Quarterly | Quarterly | 0 | 402.3 | 53205 | 92 | 93 | 25 | 68 | 87 | 25 | 62 |  |  | Approved
29969 | 2023-Q1 | Norris Point | Norris Point Outfall | Norris Point | Newfoundland and Labrador | Municipal or another local authority | Municipal or another local authority | Continuous | Quarterly | Quarterly | 0 | 568.8 | 48330 | 90 | 47 | 25 | 22 | 37 | 25 | 12 |  |  | Approved
29969 | 2023-Q2 | Norris Point | Norris Point Outfall | Norris Point | Newfoundland and Labrador | Municipal or another local authority | Municipal or another local authority | Continuous | Quarterly | Quarterly | 0 | 568.8 | 52709 | 91 | 61 | 25 | 36 | 48 | 25 | 23 |  |  | Approved
29969 | 2023-Q3 | Norris Point | Norris Point Outfall | Norris Point | Newfoundland and Labrador | Municipal or another local authority | Municipal or another local authority | Continuous | Quarterly | Quarterly | 0 | 568.8 | 67495 | 92 | 126 | 25 | 101 | 138 | 25 | 113 |  |  | Approved
29969 | 2023-Q4 | Norris Point | Norris Point Outfall | Norris Point | Newfoundland and Labrador | Municipal or another local authority | Municipal or another local authority | Continuous | Quarterly | Quarterly | 0 | 568.8 | 73142 | 92 | 64 | 25 | 39 | 54 | 25 | 29 |  |  | Approved
29969 | 2024-Q1 | Norris Point | Norris Point Outfall | Norris Point | Newfoundland and Labrador | Municipal or another local authority | Municipal or another local authority | Continuous | Quarterly | Quarterly | 0 | 662.1 | 66703 | 91 | 55 | 25 | 30 | 45 | 25 | 20 |  |  | Approved
29969 | 2024-Q2 | Norris Point | Norris Point Outfall | Norris Point | Newfoundland and Labrador | Municipal or another local authority | Municipal or another local authority | Continuous | Quarterly | Quarterly | 0 | 662.1 | 87860 | 91 | 109 | 25 | 84 | 102 | 25 | 77 |  |  | Approved
29969 | 2024-Q3 | Norris Point | Norris Point Outfall | Norris Point | Newfoundland and Labrador | Municipal or another local authority | Municipal or another local authority | Continuous | Quarterly | Quarterly | 0 | 662.1 | 31694 | 92 | 102 | 25 | 77 | 86 | 25 | 61 |  |  | Approved
29969 | 2024-Q4 | Norris Point | Norris Point Outfall | Norris Point | Newfoundland and Labrador | Municipal or another local authority | Municipal or another local authority | Continuous | Quarterly | Quarterly | 0 | 662.1 | 102055 | 92 | 106 | 25 | 81 | 110 | 25 | 85 |  |  | Approved
29973 | 2017-Q1 | Twillingate | Farmers Outfall | Twillingate | Newfoundland and Labrador | Municipal or another local authority | Municipal or another local authority | Continuous | Quarterly | Quarterly | 0 | 300 | 9825 | 90 | 16 | 25 | -9 | 19 | 25 | -6 |  |  | Approved
29973 | 2017-Q2 | Twillingate | Farmers Outfall | Twillingate | Newfoundland and Labrador | Municipal or another local authority | Municipal or another local authority | Continuous | Quarterly | Quarterly | 0 | 300 | 12015 | 91 | 22 | 25 | -3 | 51 | 25 | 26 |  |  | Approved
29973 | 2017-Q3 | Twillingate | Farmers Outfall | Twillingate | Newfoundland and Labrador | Municipal or another local authority | Municipal or another local authority | Continuous | Quarterly | Quarterly | 0 | 300 | 11378 | 92 | 65 | 25 | 40 | 79 | 25 | 54 |  |  | Approved
29973 | 2017-Q4 | Twillingate | Farmers Outfall | Twillingate | Newfoundland and Labrador | Municipal or another local authority | Municipal or another local authority | Continuous | Quarterly | Quarterly | 0 | 300 | 6152 | 92 | 28 | 25 | 3 | 49 | 25 | 24 |  |  | Approved
29973 | 2018-Q1 | Twillingate | Farmers Outfall | Twillingate | Newfoundland and Labrador | Municipal or another local authority | Municipal or another local authority | Continuous | Quarterly | Quarterly | 0 | 107.9 | 4791 | 53 | 88 | 25 | 63 | 49 | 25 | 24 |  |  | Approved
29973 | 2018-Q2 | Twillingate | Farmers Outfall | Twillingate | Newfoundland and Labrador | Municipal or another local authority | Municipal or another local authority | Continuous | Quarterly | Quarterly | 0 | 107.9 | 7880 | 91 | 129 | 25 | 104 | 60 | 25 | 35 |  |  | Approved
29973 | 2018-Q3 | Twillingate | Farmers Outfall | Twillingate | Newfoundland and Labrador | Municipal or another local authority | Municipal or another local authority | Continuous | Quarterly | Quarterly | 0 | 107.9 | 3797 | 92 | 192 | 25 | 167 | 167 | 25 | 142 |  |  | Approved
29973 | 2018-Q4 | Twillingate | Farmers Outfall | Twillingate | Newfoundland and Labrador | Municipal or another local authority | Municipal or another local authority | Continuous | Quarterly | Quarterly | 0 | 107.9 | 7597.8 | 92 | 185 | 25 | 160 | 317 | 25 | 292 |  |  | Approved
29973 | 2019-Q1 | Twillingate | Farmers Outfall | Twillingate | Newfoundland and Labrador | Municipal or another local authority | Municipal or another local authority | Continuous | Quarterly | Quarterly | 0 | 65.9 | 12599 | 90 | 172 | 25 | 147 | 127 | 25 | 102 |  |  | Approved
29973 | 2019-Q2 | Twillingate | Farmers Outfall | Twillingate | Newfoundland and Labrador | Municipal or another local authority | Municipal or another local authority | Continuous | Quarterly | Quarterly | 0 | 65.9 | 9002 | 91 | 73 | 25 | 48 | 43 | 25 | 18 |  |  | Approved
29973 | 2019-Q3 | Twillingate | Farmers Outfall | Twillingate | Newfoundland and Labrador | Municipal or another local authority | Municipal or another local authority | Continuous | Quarterly | Quarterly | 0 | 65.9 | 8350 | 92 | 76 | 25 | 51 | 57 | 25 | 32 |  |  | Approved
29973 | 2019-Q4 | Twillingate | Farmers Outfall | Twillingate | Newfoundland and Labrador | Municipal or another local authority | Municipal or another local authority | Continuous | Quarterly | Quarterly | 0 | 65.9 | 11533 | 92 | 62 | 25 | 37 | 60 | 25 | 35 |  |  | Approved
29973 | 2020-Q1 | Twillingate | Farmers Outfall | Twillingate | Newfoundland and Labrador | Municipal or another local authority | Municipal or another local authority | Continuous | Quarterly | Quarterly | 0 | 113.7 | 7462 | 91 | 160 | 25 | 135 | 121 | 25 | 96 |  |  | Approved
29973 | 2020-Q2 | Twillingate | Farmers Outfall | Twillingate | Newfoundland and Labrador | Municipal or another local authority | Municipal or another local authority | Continuous | Quarterly | Quarterly | 0 | 113.7 | 7371 | 91 | 134 | 25 | 109 | 105 | 25 | 80 |  |  | Approved
29973 | 2020-Q3 | Twillingate | Farmers Outfall | Twillingate | Newfoundland and Labrador | Municipal or another local authority | Municipal or another local authority | Continuous | Quarterly | Quarterly | 0 | 113.7 | 6423 | 92 | 163 | 25 | 138 | 71 | 25 | 46 |  |  | Approved
29973 | 2020-Q4 | Twillingate | Farmers Outfall | Twillingate | Newfoundland and Labrador | Municipal or another local authority | Municipal or another local authority | Continuous | Quarterly | Quarterly | 0 | 113.7 | 4840 | 92 | 128 | 25 | 103 | 119 | 25 | 94 |  |  | Approved
29973 | 2021-Q1 | Twillingate | Farmers Outfall | Twillingate | Newfoundland and Labrador | Municipal or another local authority | Municipal or another local authority | Continuous | Quarterly | Quarterly | 0 | 71.3 | 8451 | 90 | 93 | 25 | 68 | 161 | 25 | 136 |  |  | Approved
29973 | 2021-Q2 | Twillingate | Farmers Outfall | Twillingate | Newfoundland and Labrador | Municipal or another local authority | Municipal or another local authority | Continuous | Quarterly | Quarterly | 0 | 71.3 | 7104 | 91 | 121 | 25 | 96 | 160 | 25 | 135 |  |  | Approved
29973 | 2021-Q3 | Twillingate | Farmers Outfall | Twillingate | Newfoundland and Labrador | Municipal or another local authority | Municipal or another local authority | Continuous | Quarterly | Quarterly | 0 | 71.3 | 4639 | 92 | 144 | 25 | 119 | 67 | 25 | 42 |  |  | Approved
29973 | 2021-Q4 | Twillingate | Farmers Outfall | Twillingate | Newfoundland and Labrador | Municipal or another local authority | Municipal or another local authority | Continuous | Quarterly | Quarterly | 0 | 71.3 | 2714 | 92 | 111 | 25 | 86 | 70 | 25 | 45 |  |  | Approved
29973 | 2022-Q1 | Twillingate | Farmers Outfall | Twillingate | Newfoundland and Labrador | Municipal or another local authority | Municipal or another local authority | Continuous | Quarterly | Quarterly | 0 | 62.8 | 2180 | 90 | 92 | 25 | 67 | 86 | 25 | 61 |  |  | Approved
29973 | 2022-Q2 | Twillingate | Farmers Outfall | Twillingate | Newfoundland and Labrador | Municipal or another local authority | Municipal or another local authority | Continuous | Quarterly | Quarterly | 0 | 62.8 | 2962 | 91 | 185 | 25 | 160 | 142 | 25 | 117 |  |  | Approved
29973 | 2022-Q3 | Twillingate | Farmers Outfall | Twillingate | Newfoundland and Labrador | Municipal or another local authority | Municipal or another local authority | Continuous | Quarterly | Quarterly | 0 | 62.8 | 2807 | 92 | 277 | 25 | 252 | 144 | 25 | 119 |  |  | Approved
29973 | 2022-Q4 | Twillingate | Farmers Outfall | Twillingate | Newfoundland and Labrador | Municipal or another local authority | Municipal or another local authority | Continuous | Quarterly | Quarterly | 0 | 62.8 | 3249 | 92 | 119 | 25 | 94 | 57 | 25 | 32 |  |  | Approved
30116 | 2017-Q1 | Town of Meadows | McCarthy Outfall | Meadows | Newfoundland and Labrador | Municipal or another local authority | Municipal or another local authority | Continuous | Quarterly | Quarterly | 0 | 200 | 9180 | 90 | 23 | 25 | -2 | 19 | 25 | -6 |  |  | Approved
30116 | 2017-Q2 | Town of Meadows | McCarthy Outfall | Meadows | Newfoundland and Labrador | Municipal or another local authority | Municipal or another local authority | Continuous | Quarterly | Quarterly | 0 | 200 | 12317 | 91 | 26 | 25 | 1 | 40 | 25 | 15 |  |  | Approved
30116 | 2017-Q3 | Town of Meadows | McCarthy Outfall | Meadows | Newfoundland and Labrador | Municipal or another local authority | Municipal or another local authority | Continuous | Quarterly | Quarterly | 0 | 200 | 9017 | 92 | 41 | 25 | 16 | 26 | 25 | 1 |  |  | Approved
30116 | 2017-Q4 | Town of Meadows | McCarthy Outfall | Meadows | Newfoundland and Labrador | Municipal or another local authority | Municipal or another local authority | Continuous | Quarterly | Quarterly | 0 | 200 | 24240 | 92 | 33 | 25 | 8 | 23 | 25 | -2 |  |  | Approved
30116 | 2018-Q1 | Town of Meadows | McCarthy Outfall | Meadows | Newfoundland and Labrador | Municipal or another local authority | Municipal or another local authority | Continuous | Quarterly | Quarterly | 0 | 150 | 18810 | 90 | 46 | 25 | 21 | 50 | 25 | 25 |  |  | Approved
30116 | 2018-Q2 | Town of Meadows | McCarthy Outfall | Meadows | Newfoundland and Labrador | Municipal or another local authority | Municipal or another local authority | Continuous | Quarterly | Quarterly | 0 | 150 | 9264 | 91 | 53 | 25 | 28 | 74 | 25 | 49 |  |  | Approved
30116 | 2018-Q3 | Town of Meadows | McCarthy Outfall | Meadows | Newfoundland and Labrador | Municipal or another local authority | Municipal or another local authority | Continuous | Quarterly | Quarterly | 0 | 150 | 10181 | 92 | 124 | 25 | 99 | 111 | 25 | 86 |  |  | Approved
30116 | 2018-Q4 | Town of Meadows | McCarthy Outfall | Meadows | Newfoundland and Labrador | Municipal or another local authority | Municipal or another local authority | Continuous | Quarterly | Quarterly | 0 | 150 | 23666.1 | 92 | 44 | 25 | 19 | 40 | 25 | 15 |  |  | Approved
30116 | 2019-Q1 | Town of Meadows | McCarthy Outfall | Meadows | Newfoundland and Labrador | Municipal or another local authority | Municipal or another local authority | Continuous | Quarterly | Quarterly | 0 | 169.6 | 19866 | 90 | 98 | 25 | 73 | 178 | 25 | 153 |  |  | Approved
30116 | 2019-Q2 | Town of Meadows | McCarthy Outfall | Meadows | Newfoundland and Labrador | Municipal or another local authority | Municipal or another local authority | Continuous | Quarterly | Quarterly | 0 | 169.6 | 16653 | 91 | 19 | 25 | -6 | 24 | 25 | -1 |  |  | Approved
30116 | 2019-Q3 | Town of Meadows | McCarthy Outfall | Meadows | Newfoundland and Labrador | Municipal or another local authority | Municipal or another local authority | Continuous | Quarterly | Quarterly | 0 | 169.6 | 5914 | 92 | 77 | 25 | 52 | 61 | 25 | 36 |  |  | Approved
30116 | 2019-Q4 | Town of Meadows | McCarthy Outfall | Meadows | Newfoundland and Labrador | Municipal or another local authority | Municipal or another local authority | Continuous | Quarterly | Quarterly | 0 | 169.6 | 16419 | 92 | 26 | 25 | 1 | 123 | 25 | 98 |  |  | Approved
30116 | 2020-Q1 | Town of Meadows | McCarthy Outfall | Meadows | Newfoundland and Labrador | Municipal or another local authority | Municipal or another local authority | Continuous | Quarterly | Quarterly | 0 | 161.2 | 6461 | 91 | 74 | 25 | 49 | 58 | 25 | 33 |  |  | Approved
30116 | 2020-Q2 | Town of Meadows | McCarthy Outfall | Meadows | Newfoundland and Labrador | Municipal or another local authority | Municipal or another local authority | Continuous | Quarterly | Quarterly | 0 | 161.2 | 16198 | 91 | 43 | 25 | 18 | 67 | 25 | 42 |  |  | Approved
30116 | 2020-Q3 | Town of Meadows | McCarthy Outfall | Meadows | Newfoundland and Labrador | Municipal or another local authority | Municipal or another local authority | Continuous | Quarterly | Quarterly | 0 | 161.2 | 5585 | 92 | 131 | 25 | 106 | 121 | 25 | 96 |  |  | Approved
30116 | 2020-Q4 | Town of Meadows | McCarthy Outfall | Meadows | Newfoundland and Labrador | Municipal or another local authority | Municipal or another local authority | Continuous | Quarterly | Quarterly | 0 | 161.2 | 14520 | 92 | 60 | 25 | 35 | 44 | 25 | 19 |  |  | Approved
30116 | 2021-Q1 | Town of Meadows | McCarthy Outfall | Meadows | Newfoundland and Labrador | Municipal or another local authority | Municipal or another local authority | Continuous | Quarterly | Quarterly | 0 | 116.8 | 20668 | 90 | 116 | 25 | 91 | 142 | 25 | 117 |  |  | Approved
30116 | 2021-Q2 | Town of Meadows | McCarthy Outfall | Meadows | Newfoundland and Labrador | Municipal or another local authority | Municipal or another local authority | Continuous | Quarterly | Quarterly | 0 | 116.8 | 13431 | 91 | 58 | 25 | 33 | 69 | 25 | 44 |  |  | Approved
30116 | 2021-Q3 | Town of Meadows | McCarthy Outfall | Meadows | Newfoundland and Labrador | Municipal or another local authority | Municipal or another local authority | Continuous | Quarterly | Quarterly | 0 | 116.8 | 16658 | 92 | 117 | 25 | 92 | 151 | 25 | 126 |  |  | Approved
30116 | 2021-Q4 | Town of Meadows | McCarthy Outfall | Meadows | Newfoundland and Labrador | Municipal or another local authority | Municipal or another local authority | Continuous | Quarterly | Quarterly | 0 | 116.8 | 26778 | 92 | 77 | 25 | 52 | 62 | 25 | 37 |  |  | Approved
30116 | 2022-Q1 | Town of Meadows | McCarthy Outfall | Meadows | Newfoundland and Labrador | Municipal or another local authority | Municipal or another local authority | Continuous | Quarterly | Quarterly | 0 | 212.4 | 30987 | 90 | 94 | 25 | 69 | 58 | 25 | 33 |  |  | Approved
30116 | 2022-Q2 | Town of Meadows | McCarthy Outfall | Meadows | Newfoundland and Labrador | Municipal or another local authority | Municipal or another local authority | Continuous | Quarterly | Quarterly | 0 | 212.4 | 23434 | 91 | 110 | 25 | 85 | 67 | 25 | 42 |  |  | Approved
30116 | 2022-Q3 | Town of Meadows | McCarthy Outfall | Meadows | Newfoundland and Labrador | Municipal or another local authority | Municipal or another local authority | Continuous | Quarterly | Quarterly | 0 | 212.4 | 8786 | 92 | 133 | 25 | 108 | 93 | 25 | 68 |  |  | Approved
30116 | 2022-Q4 | Town of Meadows | McCarthy Outfall | Meadows | Newfoundland and Labrador | Municipal or another local authority | Municipal or another local authority | Continuous | Quarterly | Quarterly | 0 | 212.4 | 13041 | 92 | 89 | 25 | 64 | 56 | 25 | 31 |  |  | Approved
30116 | 2023-Q1 | Town of Meadows | McCarthy Outfall | Meadows | Newfoundland and Labrador | Municipal or another local authority | Municipal or another local authority | Continuous | Quarterly | Quarterly | 0 | 208.9 | 16261 | 90 | 47 | 25 | 22 | 51 | 25 | 26 |  |  | Approved
30116 | 2023-Q2 | Town of Meadows | McCarthy Outfall | Meadows | Newfoundland and Labrador | Municipal or another local authority | Municipal or another local authority | Continuous | Quarterly | Quarterly | 0 | 208.9 | 13618 | 91 | 83 | 25 | 58 | 112 | 25 | 87 |  |  | Approved
30116 | 2023-Q3 | Town of Meadows | McCarthy Outfall | Meadows | Newfoundland and Labrador | Municipal or another local authority | Municipal or another local authority | Continuous | Quarterly | Quarterly | 0 | 208.9 | 14867 | 92 | 49 | 25 | 24 | 71 | 25 | 46 |  |  | Approved
30116 | 2023-Q4 | Town of Meadows | McCarthy Outfall | Meadows | Newfoundland and Labrador | Municipal or another local authority | Municipal or another local authority | Continuous | Quarterly | Quarterly | 0 | 208.9 | 23386 | 92 | 79 | 25 | 54 | 20 | 25 | -5 |  |  | Approved
30116 | 2024-Q1 | Town of Meadows | McCarthy Outfall | Meadows | Newfoundland and Labrador | Municipal or another local authority | Municipal or another local authority | Continuous | Quarterly | Quarterly | 0 | 186.7 | 23361 | 91 | 56 | 25 | 31 | 75 | 25 | 50 |  |  | Approved
30116 | 2024-Q2 | Town of Meadows | McCarthy Outfall | Meadows | Newfoundland and Labrador | Municipal or another local authority | Municipal or another local authority | Continuous | Quarterly | Quarterly | 0 | 186.7 | 10867 | 91 | 67 | 25 | 42 | 46 | 25 | 21 |  |  | Approved
30116 | 2024-Q3 | Town of Meadows | McCarthy Outfall | Meadows | Newfoundland and Labrador | Municipal or another local authority | Municipal or another local authority | Continuous | Quarterly | Quarterly | 0 | 186.7 | 12298 | 92 | 102 | 25 | 77 | 133 | 25 | 108 |  |  | Approved
30116 | 2024-Q4 | Town of Meadows | McCarthy Outfall | Meadows | Newfoundland and Labrador | Municipal or another local authority | Municipal or another local authority | Continuous | Quarterly | Quarterly | 0 | 186.7 | 13958 | 92 | 107 | 25 | 82 | 103 | 25 | 78 |  |  | Approved
30123 | 2017-Q1 | Town of Fogo Island | Fogo Outfall | Fogo | Newfoundland and Labrador | Municipal or another local authority | Municipal or another local authority | Continuous | Quarterly | Quarterly | 0 | 200 | 13140 | 90 | 10 | 25 | -15 | 13 | 25 | -12 |  |  | Approved
30123 | 2017-Q2 | Town of Fogo Island | Fogo Outfall | Fogo | Newfoundland and Labrador | Municipal or another local authority | Municipal or another local authority | Continuous | Quarterly | Quarterly | 0 | 200 | 11648 | 91 | 25 | 25 | 0 | 50 | 25 | 25 |  |  | Approved
30123 | 2017-Q3 | Town of Fogo Island | Fogo Outfall | Fogo | Newfoundland and Labrador | Municipal or another local authority | Municipal or another local authority | Continuous | Quarterly | Quarterly | 0 | 200 | 17301 | 92 | 36 | 25 | 11 | 57 | 25 | 32 |  |  | Approved
30123 | 2017-Q4 | Town of Fogo Island | Fogo Outfall | Fogo | Newfoundland and Labrador | Municipal or another local authority | Municipal or another local authority | Continuous | Quarterly | Quarterly | 0 | 200 | 12119 | 92 | 31 | 25 | 6 | 39 | 25 | 14 |  |  | Approved
30123 | 2018-Q1 | Town of Fogo Island | Fogo Outfall | Fogo | Newfoundland and Labrador | Municipal or another local authority | Municipal or another local authority | Continuous | Quarterly | Quarterly | 0 | 148.5 | 28998 | 90 | 67 | 25 | 42 | 42 | 25 | 17 |  |  | Approved
30123 | 2018-Q2 | Town of Fogo Island | Fogo Outfall | Fogo | Newfoundland and Labrador | Municipal or another local authority | Municipal or another local authority | Continuous | Quarterly | Quarterly | 0 | 148.5 | 26481 | 91 | 138 | 25 | 113 | 13 | 25 | -12 |  |  | Approved
30123 | 2018-Q3 | Town of Fogo Island | Fogo Outfall | Fogo | Newfoundland and Labrador | Municipal or another local authority | Municipal or another local authority | Continuous | Quarterly | Quarterly | 0 | 148.5 | 18814 | 92 | 195 | 25 | 170 | 159 | 25 | 134 |  |  | Approved
30123 | 2018-Q4 | Town of Fogo Island | Fogo Outfall | Fogo | Newfoundland and Labrador | Municipal or another local authority | Municipal or another local authority | Continuous | Quarterly | Quarterly | 0 | 148.5 | 24669.6 | 92 | 98 | 25 | 73 | 92 | 25 | 67 |  |  | Approved
30123 | 2019-Q1 | Town of Fogo Island | Fogo Outfall | Fogo | Newfoundland and Labrador | Municipal or another local authority | Municipal or another local authority | Continuous | Quarterly | Quarterly | 0 | 271.1 | 12126 | 90 | 121 | 25 | 96 | 105 | 25 | 80 |  |  | Approved
30123 | 2019-Q2 | Town of Fogo Island | Fogo Outfall | Fogo | Newfoundland and Labrador | Municipal or another local authority | Municipal or another local authority | Continuous | Quarterly | Quarterly | 0 | 271.1 | 15321 | 91 | 50 | 25 | 25 | 31 | 25 | 6 |  |  | Approved
30123 | 2019-Q3 | Town of Fogo Island | Fogo Outfall | Fogo | Newfoundland and Labrador | Municipal or another local authority | Municipal or another local authority | Continuous | Quarterly | Quarterly | 0 | 271.1 | 9017 | 92 | 68 | 25 | 43 | 66 | 25 | 41 |  |  | Approved
30123 | 2019-Q4 | Town of Fogo Island | Fogo Outfall | Fogo | Newfoundland and Labrador | Municipal or another local authority | Municipal or another local authority | Continuous | Quarterly | Quarterly | 0 | 271.1 | 17480 | 92 | 53 | 25 | 28 | 53 | 25 | 28 |  |  | Approved
30123 | 2020-Q1 | Town of Fogo Island | Fogo Outfall | Fogo | Newfoundland and Labrador | Municipal or another local authority | Municipal or another local authority | Continuous | Quarterly | Quarterly | 0 | 147.8 | 8281 | 91 | 80 | 25 | 55 | 108 | 25 | 83 |  |  | Approved
30123 | 2020-Q2 | Town of Fogo Island | Fogo Outfall | Fogo | Newfoundland and Labrador | Municipal or another local authority | Municipal or another local authority | Continuous | Quarterly | Quarterly | 0 | 147.8 | 16198 | 91 | 119 | 25 | 94 | 148 | 25 | 123 |  |  | Approved
30123 | 2020-Q3 | Town of Fogo Island | Fogo Outfall | Fogo | Newfoundland and Labrador | Municipal or another local authority | Municipal or another local authority | Continuous | Quarterly | Quarterly | 0 | 147.8 | 7597 | 92 | 189 | 25 | 164 | 251 | 25 | 226 |  |  | Approved
30123 | 2020-Q4 | Town of Fogo Island | Fogo Outfall | Fogo | Newfoundland and Labrador | Municipal or another local authority | Municipal or another local authority | Continuous | Quarterly | Quarterly | 0 | 147.8 | 7792 | 92 | 62 | 25 | 37 | 38 | 25 | 13 |  |  | Approved
30123 | 2021-Q1 | Town of Fogo Island | Fogo Outfall | Fogo | Newfoundland and Labrador | Municipal or another local authority | Municipal or another local authority | Continuous | Quarterly | Quarterly | 0 | 108.9 | 17160 | 90 | 70 | 25 | 45 | 91 | 25 | 66 |  |  | Approved
30123 | 2021-Q2 | Town of Fogo Island | Fogo Outfall | Fogo | Newfoundland and Labrador | Municipal or another local authority | Municipal or another local authority | Continuous | Quarterly | Quarterly | 0 | 108.9 | 18127 | 91 | 143 | 25 | 118 | 54 | 25 | 29 |  |  | Approved
30123 | 2021-Q3 | Town of Fogo Island | Fogo Outfall | Fogo | Newfoundland and Labrador | Municipal or another local authority | Municipal or another local authority | Continuous | Quarterly | Quarterly | 0 | 108.9 | 12194 | 92 | 219 | 25 | 194 | 218 | 25 | 193 |  |  | Approved
30123 | 2021-Q4 | Town of Fogo Island | Fogo Outfall | Fogo | Newfoundland and Labrador | Municipal or another local authority | Municipal or another local authority | Continuous | Quarterly | Quarterly | 0 | 108.9 | 9347 | 92 | 73 | 25 | 48 | 50 | 25 | 25 |  |  | Approved
30123 | 2022-Q1 | Town of Fogo Island | Fogo Outfall | Fogo | Newfoundland and Labrador | Municipal or another local authority | Municipal or another local authority | Continuous | Quarterly | Quarterly | 0 | 155.7 | 11018 | 90 | 123 | 25 | 98 | 325 | 25 | 300 |  |  | Approved
30123 | 2022-Q2 | Town of Fogo Island | Fogo Outfall | Fogo | Newfoundland and Labrador | Municipal or another local authority | Municipal or another local authority | Continuous | Quarterly | Quarterly | 0 | 155.7 | 3749 | 91 | 146 | 25 | 121 | 154 | 25 | 129 |  |  | Approved
30123 | 2022-Q3 | Town of Fogo Island | Fogo Outfall | Fogo | Newfoundland and Labrador | Municipal or another local authority | Municipal or another local authority | Continuous | Quarterly | Quarterly | 0 | 155.7 | 5398 | 92 | 217 | 25 | 192 | 163 | 25 | 138 |  |  | Approved
30123 | 2022-Q4 | Town of Fogo Island | Fogo Outfall | Fogo | Newfoundland and Labrador | Municipal or another local authority | Municipal or another local authority | Continuous | Quarterly | Quarterly | 0 | 155.7 | 8535 | 92 | 119 | 25 | 94 | 76 | 25 | 51 |  |  | Approved
30123 | 2023-Q1 | Town of Fogo Island | Fogo Outfall | Fogo | Newfoundland and Labrador | Municipal or another local authority | Municipal or another local authority | Continuous | Quarterly | Quarterly | 0 | 78.6 | 8277 | 90 | 162 | 25 | 137 | 114 | 25 | 89 |  |  | Approved
30123 | 2023-Q2 | Town of Fogo Island | Fogo Outfall | Fogo | Newfoundland and Labrador | Municipal or another local authority | Municipal or another local authority | Continuous | Quarterly | Quarterly | 0 | 78.6 | 18577 | 91 | 138 | 25 | 113 | 158 | 25 | 133 |  |  | Approved
30123 | 2023-Q3 | Town of Fogo Island | Fogo Outfall | Fogo | Newfoundland and Labrador | Municipal or another local authority | Municipal or another local authority | Continuous | Quarterly | Quarterly | 0 | 78.6 | 6780 | 92 | 164 | 25 | 139 | 46 | 25 | 21 |  |  | Approved
30123 | 2023-Q4 | Town of Fogo Island | Fogo Outfall | Fogo | Newfoundland and Labrador | Municipal or another local authority | Municipal or another local authority | Continuous | Quarterly | Quarterly | 0 | 78.6 | 9495 | 92 | 175 | 25 | 150 | 100 | 25 | 75 |  |  | Approved
30123 | 2024-Q1 | Town of Fogo Island | Fogo Outfall | Fogo | Newfoundland and Labrador | Municipal or another local authority | Municipal or another local authority | Continuous | Quarterly | Quarterly | 0 | 118.2 | 17808 | 91 | 183 | 25 | 158 | 104 | 25 | 79 |  |  | Approved
30123 | 2024-Q2 | Town of Fogo Island | Fogo Outfall | Fogo | Newfoundland and Labrador | Municipal or another local authority | Municipal or another local authority | Continuous | Quarterly | Quarterly | 0 | 118.2 | 9134 | 91 | 112 | 25 | 87 | 118 | 25 | 93 |  |  | Approved
30123 | 2024-Q3 | Town of Fogo Island | Fogo Outfall | Fogo | Newfoundland and Labrador | Municipal or another local authority | Municipal or another local authority | Continuous | Quarterly | Quarterly | 0 | 118.2 | 6089 | 92 | 176 | 25 | 151 | 274 | 25 | 249 |  |  | Approved
30123 | 2024-Q4 | Town of Fogo Island | Fogo Outfall | Fogo | Newfoundland and Labrador | Municipal or another local authority | Municipal or another local authority | Continuous | Quarterly | Quarterly | 0 | 118.2 | 25408 | 92 | 121 | 25 | 96 | 111 | 25 | 86 |  |  | Approved
30124 | 2017-Q1 | Town of Fogo Island | JoeBattsArmFlag Outfall | Fogo | Newfoundland and Labrador | Municipal or another local authority | Municipal or another local authority | Continuous | Quarterly | Quarterly | 0 | 200 | 9724 | 90 | 14 | 25 | -11 | 9 | 25 | -16 |  |  | Approved
30124 | 2017-Q2 | Town of Fogo Island | JoeBattsArmFlag Outfall | Fogo | Newfoundland and Labrador | Municipal or another local authority | Municipal or another local authority | Continuous | Quarterly | Quarterly | 0 | 200 | 24934 | 91 | 27 | 25 | 2 | 58 | 25 | 33 |  |  | Approved
30124 | 2017-Q3 | Town of Fogo Island | JoeBattsArmFlag Outfall | Fogo | Newfoundland and Labrador | Municipal or another local authority | Municipal or another local authority | Continuous | Quarterly | Quarterly | 0 | 200 | 12632 | 92 | 24 | 25 | -1 | 34 | 25 | 9 |  |  | Approved
30124 | 2017-Q4 | Town of Fogo Island | JoeBattsArmFlag Outfall | Fogo | Newfoundland and Labrador | Municipal or another local authority | Municipal or another local authority | Continuous | Quarterly | Quarterly | 0 | 200 | 35324 | 92 | 30 | 25 | 5 | 39 | 25 | 14 |  |  | Approved
30124 | 2018-Q1 | Town of Fogo Island | JoeBattsArmFlag Outfall | Fogo | Newfoundland and Labrador | Municipal or another local authority | Municipal or another local authority | Continuous | Quarterly | Quarterly | 0 | 226.3 | 44138 | 90 | 56 | 25 | 31 | 61 | 25 | 36 |  |  | Approved
30124 | 2018-Q2 | Town of Fogo Island | JoeBattsArmFlag Outfall | Fogo | Newfoundland and Labrador | Municipal or another local authority | Municipal or another local authority | Continuous | Quarterly | Quarterly | 0 | 226.3 | 18157 | 91 | 135 | 25 | 110 | 69 | 25 | 44 |  |  | Approved
30124 | 2018-Q3 | Town of Fogo Island | JoeBattsArmFlag Outfall | Fogo | Newfoundland and Labrador | Municipal or another local authority | Municipal or another local authority | Continuous | Quarterly | Quarterly | 0 | 226.3 | 7463 | 92 | 212 | 25 | 187 | 130 | 25 | 105 |  |  | Approved
30124 | 2018-Q4 | Town of Fogo Island | JoeBattsArmFlag Outfall | Fogo | Newfoundland and Labrador | Municipal or another local authority | Municipal or another local authority | Continuous | Quarterly | Quarterly | 0 | 226.3 | 19887.9 | 92 | 119 | 25 | 94 | 106 | 25 | 81 |  |  | Approved
30124 | 2019-Q1 | Town of Fogo Island | JoeBattsArmFlag Outfall | Fogo | Newfoundland and Labrador | Municipal or another local authority | Municipal or another local authority | Continuous | Quarterly | Quarterly | 0 | 245.6 | 24414 | 90 | 145 | 25 | 120 | 166 | 25 | 141 |  |  | Approved
30124 | 2019-Q2 | Town of Fogo Island | JoeBattsArmFlag Outfall | Fogo | Newfoundland and Labrador | Municipal or another local authority | Municipal or another local authority | Continuous | Quarterly | Quarterly | 0 | 245.6 | 16811 | 91 | 133 | 25 | 108 | 125 | 25 | 100 |  |  | Approved
30124 | 2019-Q3 | Town of Fogo Island | JoeBattsArmFlag Outfall | Fogo | Newfoundland and Labrador | Municipal or another local authority | Municipal or another local authority | Continuous | Quarterly | Quarterly | 0 | 245.6 | 11081 | 92 | 88 | 25 | 63 | 81 | 25 | 56 |  |  | Approved
30124 | 2019-Q4 | Town of Fogo Island | JoeBattsArmFlag Outfall | Fogo | Newfoundland and Labrador | Municipal or another local authority | Municipal or another local authority | Continuous | Quarterly | Quarterly | 0 | 245.6 | 19372 | 92 | 169 | 25 | 144 | 145 | 25 | 120 |  |  | Approved
30124 | 2020-Q1 | Town of Fogo Island | JoeBattsArmFlag Outfall | Fogo | Newfoundland and Labrador | Municipal or another local authority | Municipal or another local authority | Continuous | Quarterly | Quarterly | 0 | 196.4 | 17654 | 91 | 47 | 25 | 22 | 50 | 25 | 25 |  |  | Approved
30124 | 2020-Q2 | Town of Fogo Island | JoeBattsArmFlag Outfall | Fogo | Newfoundland and Labrador | Municipal or another local authority | Municipal or another local authority | Continuous | Quarterly | Quarterly | 0 | 196.4 | 20475 | 91 | 148 | 25 | 123 | 120 | 25 | 95 |  |  | Approved
30124 | 2020-Q3 | Town of Fogo Island | JoeBattsArmFlag Outfall | Fogo | Newfoundland and Labrador | Municipal or another local authority | Municipal or another local authority | Continuous | Quarterly | Quarterly | 0 | 196.4 | 6718 | 92 | 220 | 25 | 195 | 181 | 25 | 156 |  |  | Approved
30124 | 2020-Q4 | Town of Fogo Island | JoeBattsArmFlag Outfall | Fogo | Newfoundland and Labrador | Municipal or another local authority | Municipal or another local authority | Continuous | Quarterly | Quarterly | 0 | 196.4 | 16522 | 92 | 152 | 25 | 127 | 143 | 25 | 118 |  |  | Approved
30124 | 2021-Q1 | Town of Fogo Island | JoeBattsArmFlag Outfall | Fogo | Newfoundland and Labrador | Municipal or another local authority | Municipal or another local authority | Continuous | Quarterly | Quarterly | 0 | 167.7 | 18432 | 90 | 124 | 25 | 99 | 149 | 25 | 124 |  |  | Approved
30124 | 2021-Q2 | Town of Fogo Island | JoeBattsArmFlag Outfall | Fogo | Newfoundland and Labrador | Municipal or another local authority | Municipal or another local authority | Continuous | Quarterly | Quarterly | 0 | 167.7 | 20500 | 91 | 163 | 25 | 138 | 106 | 25 | 81 |  |  | Approved
30124 | 2021-Q3 | Town of Fogo Island | JoeBattsArmFlag Outfall | Fogo | Newfoundland and Labrador | Municipal or another local authority | Municipal or another local authority | Continuous | Quarterly | Quarterly | 0 | 167.7 | 14591 | 92 | 118 | 25 | 93 | 192 | 25 | 167 |  |  | Approved
30124 | 2021-Q4 | Town of Fogo Island | JoeBattsArmFlag Outfall | Fogo | Newfoundland and Labrador | Municipal or another local authority | Municipal or another local authority | Continuous | Quarterly | Quarterly | 0 | 167.7 | 26348 | 92 | 127 | 25 | 102 | 234 | 25 | 209 |  |  | Approved
30124 | 2022-Q1 | Town of Fogo Island | JoeBattsArmFlag Outfall | Fogo | Newfoundland and Labrador | Municipal or another local authority | Municipal or another local authority | Continuous | Quarterly | Quarterly | 0 | 218.8 | 36060 | 90 | 146 | 25 | 121 | 103 | 25 | 78 |  |  | Approved
30124 | 2022-Q2 | Town of Fogo Island | JoeBattsArmFlag Outfall | Fogo | Newfoundland and Labrador | Municipal or another local authority | Municipal or another local authority | Continuous | Quarterly | Quarterly | 0 | 218.8 | 31574 | 91 | 138 | 25 | 113 | 67 | 25 | 42 |  |  | Approved
30124 | 2022-Q3 | Town of Fogo Island | JoeBattsArmFlag Outfall | Fogo | Newfoundland and Labrador | Municipal or another local authority | Municipal or another local authority | Continuous | Quarterly | Quarterly | 0 | 218.8 | 18841 | 92 | 196 | 25 | 171 | 80 | 25 | 55 |  |  | Approved
30124 | 2022-Q4 | Town of Fogo Island | JoeBattsArmFlag Outfall | Fogo | Newfoundland and Labrador | Municipal or another local authority | Municipal or another local authority | Continuous | Quarterly | Quarterly | 0 | 218.8 | 28991 | 92 | 88 | 25 | 63 | 385 | 25 | 360 |  |  | Approved
30124 | 2023-Q1 | Town of Fogo Island | JoeBattsArmFlag Outfall | Fogo | Newfoundland and Labrador | Municipal or another local authority | Municipal or another local authority | Continuous | Quarterly | Quarterly | 0 | 316.3 | 48422 | 90 | 120 | 25 | 95 | 62 | 25 | 37 |  |  | Approved
30124 | 2023-Q2 | Town of Fogo Island | JoeBattsArmFlag Outfall | Fogo | Newfoundland and Labrador | Municipal or another local authority | Municipal or another local authority | Continuous | Quarterly | Quarterly | 0 | 316.3 | 34700 | 91 | 153 | 25 | 128 | 117 | 25 | 92 |  |  | Approved
30124 | 2023-Q3 | Town of Fogo Island | JoeBattsArmFlag Outfall | Fogo | Newfoundland and Labrador | Municipal or another local authority | Municipal or another local authority | Continuous | Quarterly | Quarterly | 0 | 316.3 | 13052 | 92 | 162 | 25 | 137 | 205 | 25 | 180 |  |  | Approved
30124 | 2023-Q4 | Town of Fogo Island | JoeBattsArmFlag Outfall | Fogo | Newfoundland and Labrador | Municipal or another local authority | Municipal or another local authority | Continuous | Quarterly | Quarterly | 0 | 316.3 | 25198 | 92 | 179 | 25 | 154 | 123 | 25 | 98 |  |  | Approved
30124 | 2024-Q1 | Town of Fogo Island | JoeBattsArmFlag Outfall | Fogo | Newfoundland and Labrador | Municipal or another local authority | Municipal or another local authority | Continuous | Quarterly | Quarterly | 0 | 332.5 | 19585 | 91 | 164 | 25 | 139 | 120 | 25 | 95 |  |  | Approved
30124 | 2024-Q2 | Town of Fogo Island | JoeBattsArmFlag Outfall | Fogo | Newfoundland and Labrador | Municipal or another local authority | Municipal or another local authority | Continuous | Quarterly | Quarterly | 0 | 332.5 | 8483 | 91 | 162 | 25 | 137 | 388 | 25 | 363 |  |  | Approved
30124 | 2024-Q3 | Town of Fogo Island | JoeBattsArmFlag Outfall | Fogo | Newfoundland and Labrador | Municipal or another local authority | Municipal or another local authority | Continuous | Quarterly | Quarterly | 0 | 332.5 | 4535 | 92 | 194 | 25 | 169 | 357 | 25 | 332 |  |  | Approved
30124 | 2024-Q4 | Town of Fogo Island | JoeBattsArmFlag Outfall | Fogo | Newfoundland and Labrador | Municipal or another local authority | Municipal or another local authority | Continuous | Quarterly | Quarterly | 0 | 332.5 | 10545 | 92 | 169 | 25 | 144 | 146 | 25 | 121 |  |  | Approved
30125 | 2017-Q1 | Town of Fogo Island | JoeBattsArmMain Outfall | Fogo | Newfoundland and Labrador | Municipal or another local authority | Municipal or another local authority | Continuous | Quarterly | Quarterly | 0 | 200 | 6396 | 90 | 14 | 25 | -11 | 23 | 25 | -2 |  |  | Approved
30125 | 2017-Q2 | Town of Fogo Island | JoeBattsArmMain Outfall | Fogo | Newfoundland and Labrador | Municipal or another local authority | Municipal or another local authority | Continuous | Quarterly | Quarterly | 0 | 200 | 12194 | 91 | 27 | 25 | 2 | 49 | 25 | 24 |  |  | Approved
30125 | 2017-Q3 | Town of Fogo Island | JoeBattsArmMain Outfall | Fogo | Newfoundland and Labrador | Municipal or another local authority | Municipal or another local authority | Continuous | Quarterly | Quarterly | 0 | 200 | 15047 | 92 | 22 | 25 | -3 | 54 | 25 | 29 |  |  | Approved
30125 | 2017-Q4 | Town of Fogo Island | JoeBattsArmMain Outfall | Fogo | Newfoundland and Labrador | Municipal or another local authority | Municipal or another local authority | Continuous | Quarterly | Quarterly | 0 | 200 | 18392 | 92 | 27 | 25 | 2 | 34 | 25 | 9 |  |  | Approved
30125 | 2018-Q1 | Town of Fogo Island | JoeBattsArmMain Outfall | Fogo | Newfoundland and Labrador | Municipal or another local authority | Municipal or another local authority | Continuous | Quarterly | Quarterly | 0 | 142.5 | 31606 | 90 | 79 | 25 | 54 | 30 | 25 | 5 |  |  | Approved
30125 | 2018-Q2 | Town of Fogo Island | JoeBattsArmMain Outfall | Fogo | Newfoundland and Labrador | Municipal or another local authority | Municipal or another local authority | Continuous | Quarterly | Quarterly | 0 | 142.5 | 24728 | 91 | 196 | 25 | 171 | 97 | 25 | 72 |  |  | Approved
30125 | 2018-Q3 | Town of Fogo Island | JoeBattsArmMain Outfall | Fogo | Newfoundland and Labrador | Municipal or another local authority | Municipal or another local authority | Continuous | Quarterly | Quarterly | 0 | 142.5 | 17321 | 92 | 135 | 25 | 110 | 108 | 25 | 83 |  |  | Approved
30125 | 2018-Q4 | Town of Fogo Island | JoeBattsArmMain Outfall | Fogo | Newfoundland and Labrador | Municipal or another local authority | Municipal or another local authority | Continuous | Quarterly | Quarterly | 0 | 142.5 | 18052.1 | 92 | 180 | 25 | 155 | 132 | 25 | 107 |  |  | Approved
30125 | 2019-Q1 | Town of Fogo Island | JoeBattsArmMain Outfall | Fogo | Newfoundland and Labrador | Municipal or another local authority | Municipal or another local authority | Continuous | Quarterly | Quarterly | 0 | 251.3 | 23349 | 90 | 160 | 25 | 135 | 468 | 25 | 443 |  |  | Approved
30125 | 2019-Q2 | Town of Fogo Island | JoeBattsArmMain Outfall | Fogo | Newfoundland and Labrador | Municipal or another local authority | Municipal or another local authority | Continuous | Quarterly | Quarterly | 0 | 251.3 | 10950 | 91 | 141 | 25 | 116 | 42 | 25 | 17 |  |  | Approved
30125 | 2019-Q3 | Town of Fogo Island | JoeBattsArmMain Outfall | Fogo | Newfoundland and Labrador | Municipal or another local authority | Municipal or another local authority | Continuous | Quarterly | Quarterly | 0 | 251.3 | 9519 | 92 | 312 | 25 | 287 | 121 | 25 | 96 |  |  | Approved
30125 | 2019-Q4 | Town of Fogo Island | JoeBattsArmMain Outfall | Fogo | Newfoundland and Labrador | Municipal or another local authority | Municipal or another local authority | Continuous | Quarterly | Quarterly | 0 | 251.3 | 14270 | 92 | 89 | 25 | 64 | 121 | 25 | 96 |  |  | Approved
30125 | 2020-Q1 | Town of Fogo Island | JoeBattsArmMain Outfall | Fogo | Newfoundland and Labrador | Municipal or another local authority | Municipal or another local authority | Continuous | Quarterly | Quarterly | 0 | 159.1 | 15288 | 91 | 96 | 25 | 71 | 79 | 25 | 54 |  |  | Approved
30125 | 2020-Q2 | Town of Fogo Island | JoeBattsArmMain Outfall | Fogo | Newfoundland and Labrador | Municipal or another local authority | Municipal or another local authority | Continuous | Quarterly | Quarterly | 0 | 159.1 | 8463 | 91 | 172 | 25 | 147 | 128 | 25 | 103 |  |  | Approved
30125 | 2020-Q3 | Town of Fogo Island | JoeBattsArmMain Outfall | Fogo | Newfoundland and Labrador | Municipal or another local authority | Municipal or another local authority | Continuous | Quarterly | Quarterly | 0 | 159.1 | 2146 | 92 | 180 | 25 | 155 | 167 | 25 | 142 |  |  | Approved
30125 | 2020-Q4 | Town of Fogo Island | JoeBattsArmMain Outfall | Fogo | Newfoundland and Labrador | Municipal or another local authority | Municipal or another local authority | Continuous | Quarterly | Quarterly | 0 | 159.1 | 7119 | 92 | 131 | 25 | 106 | 118 | 25 | 93 |  |  | Approved
30125 | 2021-Q1 | Town of Fogo Island | JoeBattsArmMain Outfall | Fogo | Newfoundland and Labrador | Municipal or another local authority | Municipal or another local authority | Continuous | Quarterly | Quarterly | 0 | 90.2 | 19656 | 90 | 124 | 25 | 99 | 439 | 25 | 414 |  |  | Approved
30125 | 2021-Q2 | Town of Fogo Island | JoeBattsArmMain Outfall | Fogo | Newfoundland and Labrador | Municipal or another local authority | Municipal or another local authority | Continuous | Quarterly | Quarterly | 0 | 90.2 | 11841 | 91 | 146 | 25 | 121 | 98 | 25 | 73 |  |  | Approved
30125 | 2021-Q3 | Town of Fogo Island | JoeBattsArmMain Outfall | Fogo | Newfoundland and Labrador | Municipal or another local authority | Municipal or another local authority | Continuous | Quarterly | Quarterly | 0 | 90.2 | 10251 | 92 | 248 | 25 | 223 | 116 | 25 | 91 |  |  | Approved
30125 | 2021-Q4 | Town of Fogo Island | JoeBattsArmMain Outfall | Fogo | Newfoundland and Labrador | Municipal or another local authority | Municipal or another local authority | Continuous | Quarterly | Quarterly | 0 | 90.2 | 13958 | 92 | 211 | 25 | 186 | 241 | 25 | 216 |  |  | Approved
30125 | 2022-Q1 | Town of Fogo Island | JoeBattsArmMain Outfall | Fogo | Newfoundland and Labrador | Municipal or another local authority | Municipal or another local authority | Continuous | Quarterly | Quarterly | 0 | 152.6 | 15945 | 90 | 175 | 25 | 150 | 118 | 25 | 93 |  |  | Approved
30125 | 2022-Q2 | Town of Fogo Island | JoeBattsArmMain Outfall | Fogo | Newfoundland and Labrador | Municipal or another local authority | Municipal or another local authority | Continuous | Quarterly | Quarterly | 0 | 152.6 | 18982 | 91 | 156 | 25 | 131 | 77 | 25 | 52 |  |  | Approved
30125 | 2022-Q3 | Town of Fogo Island | JoeBattsArmMain Outfall | Fogo | Newfoundland and Labrador | Municipal or another local authority | Municipal or another local authority | Continuous | Quarterly | Quarterly | 0 | 152.6 | 15947 | 92 | 228 | 25 | 203 | 271 | 25 | 246 |  |  | Approved
30125 | 2022-Q4 | Town of Fogo Island | JoeBattsArmMain Outfall | Fogo | Newfoundland and Labrador | Municipal or another local authority | Municipal or another local authority | Continuous | Quarterly | Quarterly | 0 | 152.6 | 3956 | 92 | 183 | 25 | 158 | 95 | 25 | 70 |  |  | Approved
30125 | 2023-Q1 | Town of Fogo Island | JoeBattsArmMain Outfall | Fogo | Newfoundland and Labrador | Municipal or another local authority | Municipal or another local authority | Continuous | Quarterly | Quarterly | 0 | 150.2 | 8131 | 90 | 82 | 25 | 57 | 107 | 25 | 82 |  |  | Approved
30125 | 2023-Q2 | Town of Fogo Island | JoeBattsArmMain Outfall | Fogo | Newfoundland and Labrador | Municipal or another local authority | Municipal or another local authority | Continuous | Quarterly | Quarterly | 0 | 150.2 | 8722 | 91 | 171 | 25 | 146 | 48 | 25 | 23 |  |  | Approved
30125 | 2023-Q3 | Town of Fogo Island | JoeBattsArmMain Outfall | Fogo | Newfoundland and Labrador | Municipal or another local authority | Municipal or another local authority | Continuous | Quarterly | Quarterly | 0 | 150.2 | 6971 | 92 | 208 | 25 | 183 | 69 | 25 | 44 |  |  | Approved
30125 | 2023-Q4 | Town of Fogo Island | JoeBattsArmMain Outfall | Fogo | Newfoundland and Labrador | Municipal or another local authority | Municipal or another local authority | Continuous | Quarterly | Quarterly | 0 | 150.2 | 9404 | 92 | 124 | 25 | 99 | 77 | 25 | 52 |  |  | Approved
30125 | 2024-Q1 | Town of Fogo Island | JoeBattsArmMain Outfall | Fogo | Newfoundland and Labrador | Municipal or another local authority | Municipal or another local authority | Continuous | Quarterly | Quarterly | 0 | 91 | 9122 | 91 | 148 | 25 | 123 | 62 | 25 | 37 |  |  | Approved
30125 | 2024-Q2 | Town of Fogo Island | JoeBattsArmMain Outfall | Fogo | Newfoundland and Labrador | Municipal or another local authority | Municipal or another local authority | Continuous | Quarterly | Quarterly | 0 | 91 | 3781 | 91 | 168 | 25 | 143 | 51 | 25 | 26 |  |  | Approved
30125 | 2024-Q3 | Town of Fogo Island | JoeBattsArmMain Outfall | Fogo | Newfoundland and Labrador | Municipal or another local authority | Municipal or another local authority | Continuous | Quarterly | Quarterly | 0 | 91 | 3070 | 92 | 215 | 25 | 190 | 140 | 25 | 115 |  |  | Approved
30125 | 2024-Q4 | Town of Fogo Island | JoeBattsArmMain Outfall | Fogo | Newfoundland and Labrador | Municipal or another local authority | Municipal or another local authority | Continuous | Quarterly | Quarterly | 0 | 91 | 4928 | 92 | 92 | 25 | 67 | 47 | 25 | 22 |  |  | Approved
30440 | 2017-Q3 | Steady Brook | Steady Brook Outfall | Steady Brook | Newfoundland and Labrador | Municipal or another local authority | Municipal or another local authority | Continuous | Quarterly | Quarterly | 0 | 200 | 19872 | 92 | 27 | 25 | 2 | 51 | 25 | 26 |  |  | Approved
30440 | 2017-Q4 | Steady Brook | Steady Brook Outfall | Steady Brook | Newfoundland and Labrador | Municipal or another local authority | Municipal or another local authority | Continuous | Quarterly | Quarterly | 0 | 200 | 16184 | 92 | 35 | 25 | 10 | 29 | 25 | 4 |  |  | Approved
30440 | 2018-Q1 | Steady Brook | Steady Brook Outfall | Steady Brook | Newfoundland and Labrador | Municipal or another local authority | Municipal or another local authority | Continuous | Quarterly | Quarterly | 0 | 200 | 36737 | 90 | 59 | 25 | 34 | 62 | 25 | 37 |  |  | Approved
30440 | 2018-Q2 | Steady Brook | Steady Brook Outfall | Steady Brook | Newfoundland and Labrador | Municipal or another local authority | Municipal or another local authority | Continuous | Quarterly | Quarterly | 0 | 200 | 17729 | 91 | 22 | 25 | -3 | 29 | 25 | 4 |  |  | Approved
30440 | 2018-Q3 | Steady Brook | Steady Brook Outfall | Steady Brook | Newfoundland and Labrador | Municipal or another local authority | Municipal or another local authority | Continuous | Quarterly | Quarterly | 0 | 200 | 50387 | 92 | 52 | 25 | 27 | 68 | 25 | 43 |  |  | Approved
30440 | 2018-Q4 | Steady Brook | Steady Brook Outfall | Steady Brook | Newfoundland and Labrador | Municipal or another local authority | Municipal or another local authority | Continuous | Quarterly | Quarterly | 0 | 200 | 70260 | 92 | 14 | 25 | -11 | 12 | 25 | -13 |  |  | Approved
30440 | 2019-Q1 | Steady Brook | Steady Brook Outfall | Steady Brook | Newfoundland and Labrador | Municipal or another local authority | Municipal or another local authority | Continuous | Quarterly | Quarterly | 0 | 479.8 | 54565 | 90 | 18 | 25 | -7 | 19 | 25 | -6 |  |  | Approved
30440 | 2019-Q2 | Steady Brook | Steady Brook Outfall | Steady Brook | Newfoundland and Labrador | Municipal or another local authority | Municipal or another local authority | Continuous | Quarterly | Quarterly | 0 | 479.8 | 53259 | 91 | 9 | 25 | -16 | 21 | 25 | -4 |  |  | Approved
30440 | 2019-Q3 | Steady Brook | Steady Brook Outfall | Steady Brook | Newfoundland and Labrador | Municipal or another local authority | Municipal or another local authority | Continuous | Quarterly | Quarterly | 0 | 479.8 | 65909 | 92 | 11 | 25 | -14 | 25 | 25 | 0 |  |  | Approved
30440 | 2020-Q1 | Steady Brook | Steady Brook Outfall | Steady Brook | Newfoundland and Labrador | Municipal or another local authority | Municipal or another local authority | Continuous | Quarterly | Quarterly | 0 | 479.8 | 77760 | 90 | 32 | 25 | 7 | 23 | 25 | -2 |  |  | Approved
30440 | 2020-Q2 | Steady Brook | Steady Brook Outfall | Steady Brook | Newfoundland and Labrador | Municipal or another local authority | Municipal or another local authority | Continuous | Quarterly | Quarterly | 0 | 479.8 | 77760 | 90 | 15.5 | 25 | -9.5 | 18.4 | 25 | -6.6 |  |  | Approved
30440 | 2020-Q3 | Steady Brook | Steady Brook Outfall | Steady Brook | Newfoundland and Labrador | Municipal or another local authority | Municipal or another local authority | Continuous | Quarterly | Quarterly | 0 | 479.8 | 49322 | 91 | 7.4 | 25 | -17.6 | 5.3 | 25 | -19.7 |  |  | Approved
30440 | 2020-Q4 | Steady Brook | Steady Brook Outfall | Steady Brook | Newfoundland and Labrador | Municipal or another local authority | Municipal or another local authority | Continuous | Quarterly | Quarterly | 0 | 479.8 | 45720 | 90 | 8 | 25 | -17 | 5 | 25 | -20 |  |  | Approved
30440 | 2021-Q1 | Steady Brook | Steady Brook Outfall | Steady Brook | Newfoundland and Labrador | Municipal or another local authority | Municipal or another local authority | Continuous | Quarterly | Quarterly | 0 | 684.6 | 45300 | 90 | 12.3 | 25 | -12.7 | 6.3 | 25 | -18.7 |  |  | Approved
30440 | 2021-Q2 | Steady Brook | Steady Brook Outfall | Steady Brook | Newfoundland and Labrador | Municipal or another local authority | Municipal or another local authority | Continuous | Quarterly | Quarterly | 0 | 684.6 | 46346 | 90 | 7 | 25 | -18 | 6 | 25 | -19 |  |  | Approved
30440 | 2021-Q3 | Steady Brook | Steady Brook Outfall | Steady Brook | Newfoundland and Labrador | Municipal or another local authority | Municipal or another local authority | Continuous | Quarterly | Quarterly | 0 | 684.6 | 49905 | 90 | 37.5 | 25 | 12.5 | 9 | 25 | -16 |  |  | Approved
30440 | 2021-Q4 | Steady Brook | Steady Brook Outfall | Steady Brook | Newfoundland and Labrador | Municipal or another local authority | Municipal or another local authority | Continuous | Quarterly | Quarterly | 0 | 684.6 | 59390 | 90 | 9.2 | 25 | -15.8 | 3.7 | 25 | -21.3 |  |  | Approved
30440 | 2022-Q1 | Steady Brook | Steady Brook Outfall | Steady Brook | Newfoundland and Labrador | Municipal or another local authority | Municipal or another local authority | Continuous | Quarterly | Quarterly | 0 | 550.5 | 76545 | 90 | 13.1 | 25 | -11.9 | 33 | 25 | 8 |  |  | Approved
30440 | 2022-Q2 | Steady Brook | Steady Brook Outfall | Steady Brook | Newfoundland and Labrador | Municipal or another local authority | Municipal or another local authority | Continuous | Quarterly | Quarterly | 0 | 550.5 | 65340 | 90 | 6.6 | 25 | -18.4 | 17.3 | 25 | -7.7 |  |  | Approved
30440 | 2022-Q3 | Steady Brook | Steady Brook Outfall | Steady Brook | Newfoundland and Labrador | Municipal or another local authority | Municipal or another local authority | Continuous | Quarterly | Quarterly | 0 | 550.5 | 49230 | 90 | 9.6 | 25 | -15.4 | 10.3 | 25 | -14.7 |  |  | Approved
30440 | 2022-Q4 | Steady Brook | Steady Brook Outfall | Steady Brook | Newfoundland and Labrador | Municipal or another local authority | Municipal or another local authority | Continuous | Quarterly | Quarterly | 0 | 550.5 | 49680 | 90 | 7.5 | 25 | -17.5 | 3.7 | 25 | -21.3 |  |  | Approved
30440 | 2023-Q1 | Steady Brook | Steady Brook Outfall | Steady Brook | Newfoundland and Labrador | Municipal or another local authority | Municipal or another local authority | Continuous | Quarterly | Quarterly | 0 | 659.7 | 64080 | 90 | 21.8 | 25 | -3.2 | 10.3 | 25 | -14.7 |  |  | Approved
30440 | 2023-Q2 | Steady Brook | Steady Brook Outfall | Steady Brook | Newfoundland and Labrador | Municipal or another local authority | Municipal or another local authority | Continuous | Quarterly | Quarterly | 0 | 659.7 | 31104 | 90 | 8 | 25 | -17 | 7 | 25 | -18 |  |  | Approved
30440 | 2023-Q3 | Steady Brook | Steady Brook Outfall | Steady Brook | Newfoundland and Labrador | Municipal or another local authority | Municipal or another local authority | Continuous | Quarterly | Quarterly | 0 | 659.7 | 64080 | 90 | 21.8 | 25 | -3.2 | 10.3 | 25 | -14.7 |  |  | Approved
30440 | 2023-Q4 | Steady Brook | Steady Brook Outfall | Steady Brook | Newfoundland and Labrador | Municipal or another local authority | Municipal or another local authority | Continuous | Quarterly | Quarterly | 0 | 659.7 | 31104 | 90 | 7.3 | 25 | -17.7 | 16 | 25 | -9 |  |  | Approved
30440 | 2024-Q1 | Steady Brook | Steady Brook Outfall | Steady Brook | Newfoundland and Labrador | Municipal or another local authority | Municipal or another local authority | Continuous | Quarterly | Quarterly | 0 | 521.6 | 31104 | 90 | 10 | 25 | -15 | 8 | 25 | -17 |  |  | Approved
30440 | 2024-Q2 | Steady Brook | Steady Brook Outfall | Steady Brook | Newfoundland and Labrador | Municipal or another local authority | Municipal or another local authority | Continuous | Quarterly | Quarterly | 0 | 521.6 | 23328 | 90 | 8 | 25 | -17 | 6 | 25 | -19 |  |  | Approved
30440 | 2024-Q3 | Steady Brook | Steady Brook Outfall | Steady Brook | Newfoundland and Labrador | Municipal or another local authority | Municipal or another local authority | Continuous | Quarterly | Quarterly | 0 | 521.6 | 15552 | 90 | 7 | 25 | -18 | 9 | 25 | -16 |  |  | Approved
30440 | 2024-Q4 | Steady Brook | Steady Brook Outfall | Steady Brook | Newfoundland and Labrador | Municipal or another local authority | Municipal or another local authority | Continuous | Quarterly | Quarterly | 0 | 521.6 | 29548 | 90 | 5 | 25 | -20 | 5 | 25 | -20 |  |  | Approved
30441 | 2017-Q3 | Southern Harbour | Southern Harbour | Southern Harbour | Newfoundland and Labrador | Municipal or another local authority | Municipal or another local authority | Continuous | Quarterly | Quarterly | 0 | 200 | 40967 | 92 | 22 | 25 | -3 | 33 | 25 | 8 |  |  | Approved
30441 | 2017-Q4 | Southern Harbour | Southern Harbour | Southern Harbour | Newfoundland and Labrador | Municipal or another local authority | Municipal or another local authority | Continuous | Quarterly | Quarterly | 0 | 200 | 37955 | 92 | 21 | 25 | -4 | 25 | 25 | 0 |  |  | Approved
30441 | 2018-Q1 | Southern Harbour | Southern Harbour | Southern Harbour | Newfoundland and Labrador | Municipal or another local authority | Municipal or another local authority | Continuous | Quarterly | Quarterly | 0 | 200 | 42210 | 90 | 64 | 25 | 39 | 35 | 25 | 10 |  |  | Approved
30441 | 2018-Q2 | Southern Harbour | Southern Harbour | Southern Harbour | Newfoundland and Labrador | Municipal or another local authority | Municipal or another local authority | Continuous | Quarterly | Quarterly | 0 | 200 | 48669 | 91 | 112 | 25 | 87 | 111 | 25 | 86 |  |  | Approved
30441 | 2018-Q3 | Southern Harbour | Southern Harbour | Southern Harbour | Newfoundland and Labrador | Municipal or another local authority | Municipal or another local authority | Continuous | Quarterly | Quarterly | 0 | 200 | 48669 | 92 | 111 | 25 | 86 | 111 | 25 | 86 |  |  | Approved
30441 | 2018-Q4 | Southern Harbour | Southern Harbour | Southern Harbour | Newfoundland and Labrador | Municipal or another local authority | Municipal or another local authority | Continuous | Quarterly | Quarterly | 0 | 200 | 45910.7 | 92 | 85 | 25 | 60 | 75 | 25 | 50 |  |  | Approved
30441 | 2019-Q1 | Southern Harbour | Southern Harbour | Southern Harbour | Newfoundland and Labrador | Municipal or another local authority | Municipal or another local authority | Continuous | Quarterly | Quarterly | 0 | 508.1 | 47068 | 90 | 53 | 25 | 28 | 71 | 25 | 46 |  |  | Approved
30441 | 2019-Q2 | Southern Harbour | Southern Harbour | Southern Harbour | Newfoundland and Labrador | Municipal or another local authority | Municipal or another local authority | Continuous | Quarterly | Quarterly | 0 | 508.1 | 51860 | 91 | 73 | 25 | 48 | 64 | 25 | 39 |  |  | Approved
30441 | 2019-Q3 | Southern Harbour | Southern Harbour | Southern Harbour | Newfoundland and Labrador | Municipal or another local authority | Municipal or another local authority | Continuous | Quarterly | Quarterly | 0 | 508.1 | 32265 | 92 | 55 | 25 | 30 | 71 | 25 | 46 |  |  | Approved
30441 | 2019-Q4 | Southern Harbour | Southern Harbour | Southern Harbour | Newfoundland and Labrador | Municipal or another local authority | Municipal or another local authority | Continuous | Quarterly | Quarterly | 0 | 508.1 | 84982 | 92 | 61 | 25 | 36 | 77 | 25 | 52 |  |  | Approved
30441 | 2020-Q1 | Southern Harbour | Southern Harbour | Southern Harbour | Newfoundland and Labrador | Municipal or another local authority | Municipal or another local authority | Continuous | Quarterly | Quarterly | 0 | 592.3 | 39221 | 91 | 84 | 25 | 59 | 69 | 25 | 44 |  |  | Approved
30441 | 2020-Q2 | Southern Harbour | Southern Harbour | Southern Harbour | Newfoundland and Labrador | Municipal or another local authority | Municipal or another local authority | Continuous | Quarterly | Quarterly | 0 | 592.3 | 72436 | 91 | 38 | 25 | 13 | 29 | 25 | 4 |  |  | Approved
30441 | 2020-Q3 | Southern Harbour | Southern Harbour | Southern Harbour | Newfoundland and Labrador | Municipal or another local authority | Municipal or another local authority | Continuous | Quarterly | Quarterly | 0 | 592.3 | 41734 | 92 | 179 | 25 | 154 | 111 | 25 | 86 |  |  | Approved
30441 | 2020-Q4 | Southern Harbour | Southern Harbour | Southern Harbour | Newfoundland and Labrador | Municipal or another local authority | Municipal or another local authority | Continuous | Quarterly | Quarterly | 0 | 592.3 | 51447 | 92 | 55 | 25 | 30 | 52 | 25 | 27 |  |  | Approved
30441 | 2021-Q1 | Southern Harbour | Southern Harbour | Southern Harbour | Newfoundland and Labrador | Municipal or another local authority | Municipal or another local authority | Continuous | Quarterly | Quarterly | 0 | 559.7 | 52605 | 90 | 125 | 25 | 100 | 58 | 25 | 33 |  |  | Approved
30441 | 2021-Q2 | Southern Harbour | Southern Harbour | Southern Harbour | Newfoundland and Labrador | Municipal or another local authority | Municipal or another local authority | Continuous | Quarterly | Quarterly | 0 | 559.7 | 44037 | 91 | 53 | 25 | 28 | 33 | 25 | 8 |  |  | Approved
30441 | 2021-Q3 | Southern Harbour | Southern Harbour | Southern Harbour | Newfoundland and Labrador | Municipal or another local authority | Municipal or another local authority | Continuous | Quarterly | Quarterly | 0 | 559.7 | 39470 | 92 | 70 | 25 | 45 | 62 | 25 | 37 |  |  | Approved
30441 | 2021-Q4 | Southern Harbour | Southern Harbour | Southern Harbour | Newfoundland and Labrador | Municipal or another local authority | Municipal or another local authority | Continuous | Quarterly | Quarterly | 0 | 559.7 | 57695 | 92 | 49 | 25 | 24 | 47 | 25 | 22 |  |  | Approved
30441 | 2022-Q1 | Southern Harbour | Southern Harbour | Southern Harbour | Newfoundland and Labrador | Municipal or another local authority | Municipal or another local authority | Continuous | Quarterly | Quarterly | 0 | 531 | 63967 | 90 | 56 | 25 | 31 | 83 | 25 | 58 |  |  | Approved
30441 | 2022-Q2 | Southern Harbour | Southern Harbour | Southern Harbour | Newfoundland and Labrador | Municipal or another local authority | Municipal or another local authority | Continuous | Quarterly | Quarterly | 0 | 531 | 38192 | 91 | 118 | 25 | 93 | 105 | 25 | 80 |  |  | Approved
30441 | 2022-Q3 | Southern Harbour | Southern Harbour | Southern Harbour | Newfoundland and Labrador | Municipal or another local authority | Municipal or another local authority | Continuous | Quarterly | Quarterly | 0 | 531 | 26072 | 92 | 53 | 25 | 28 | 25 | 25 | 0 |  |  | Approved
30441 | 2022-Q4 | Southern Harbour | Southern Harbour | Southern Harbour | Newfoundland and Labrador | Municipal or another local authority | Municipal or another local authority | Continuous | Quarterly | Quarterly | 0 | 531 | 39831 | 92 | 93 | 25 | 68 | 78 | 25 | 53 |  |  | Approved
30441 | 2023-Q1 | Southern Harbour | Southern Harbour | Southern Harbour | Newfoundland and Labrador | Municipal or another local authority | Municipal or another local authority | Continuous | Quarterly | Quarterly | 0 | 460.4 | 34863 | 90 | 63 | 25 | 38 | 62 | 25 | 37 |  |  | Approved
30441 | 2023-Q2 | Southern Harbour | Southern Harbour | Southern Harbour | Newfoundland and Labrador | Municipal or another local authority | Municipal or another local authority | Continuous | Quarterly | Quarterly | 0 | 460.4 | 12617 | 91 | 44 | 25 | 19 | 37 | 25 | 12 |  |  | Approved
30441 | 2023-Q3 | Southern Harbour | Southern Harbour | Southern Harbour | Newfoundland and Labrador | Municipal or another local authority | Municipal or another local authority | Continuous | Quarterly | Quarterly | 0 | 460.4 | 18153 | 92 | 105 | 25 | 80 | 157 | 25 | 132 |  |  | Approved
30441 | 2023-Q4 | Southern Harbour | Southern Harbour | Southern Harbour | Newfoundland and Labrador | Municipal or another local authority | Municipal or another local authority | Continuous | Quarterly | Quarterly | 0 | 460.4 | 20037 | 92 | 82 | 25 | 57 | 96 | 25 | 71 |  |  | Approved
30441 | 2024-Q1 | Southern Harbour | Southern Harbour | Southern Harbour | Newfoundland and Labrador | Municipal or another local authority | Municipal or another local authority | Continuous | Quarterly | Quarterly | 0 | 234.7 | 35724 | 91 | 90 | 25 | 65 | 190 | 25 | 165 |  |  | Approved
30441 | 2024-Q2 | Southern Harbour | Southern Harbour | Southern Harbour | Newfoundland and Labrador | Municipal or another local authority | Municipal or another local authority | Continuous | Quarterly | Quarterly | 0 | 234.7 | 24704 | 91 | 46 | 25 | 21 | 52 | 25 | 27 |  |  | Approved
30441 | 2024-Q3 | Southern Harbour | Southern Harbour | Southern Harbour | Newfoundland and Labrador | Municipal or another local authority | Municipal or another local authority | Continuous | Quarterly | Quarterly | 0 | 234.7 | 17967 | 92 | 42 | 25 | 17 | 27 | 25 | 2 |  |  | Approved
30441 | 2024-Q4 | Southern Harbour | Southern Harbour | Southern Harbour | Newfoundland and Labrador | Municipal or another local authority | Municipal or another local authority | Continuous | Quarterly | Quarterly | 0 | 234.7 | 42501 | 92 | 55 | 25 | 30 | 45 | 25 | 20 |  |  | Approved
30463 | 2017-Q3 | Town of Triton | Jim Simms Outfall | Triton | Newfoundland and Labrador | Municipal or another local authority | Municipal or another local authority | Continuous | Quarterly | Quarterly | 0 | 200 | 4611 | 80 | 23 | 25 | -2 | 32 | 25 | 7 |  |  | Approved
30463 | 2017-Q4 | Town of Triton | Jim Simms Outfall | Triton | Newfoundland and Labrador | Municipal or another local authority | Municipal or another local authority | Continuous | Quarterly | Quarterly | 0 | 200 | 14476 | 92 | 27 | 25 | 2 | 33 | 25 | 8 |  |  | Approved
30463 | 2018-Q1 | Town of Triton | Jim Simms Outfall | Triton | Newfoundland and Labrador | Municipal or another local authority | Municipal or another local authority | Continuous | Quarterly | Quarterly | 0 | 200 | 18689 | 90 | 29 | 25 | 4 | 18 | 25 | -7 |  |  | Approved
30463 | 2018-Q2 | Town of Triton | Jim Simms Outfall | Triton | Newfoundland and Labrador | Municipal or another local authority | Municipal or another local authority | Continuous | Quarterly | Quarterly | 0 | 200 | 20687 | 91 | 135 | 25 | 110 | 209 | 25 | 184 |  |  | Approved
30463 | 2018-Q3 | Town of Triton | Jim Simms Outfall | Triton | Newfoundland and Labrador | Municipal or another local authority | Municipal or another local authority | Continuous | Quarterly | Quarterly | 0 | 200 | 12273 | 92 | 117 | 25 | 92 | 357 | 25 | 332 |  |  | Approved
30463 | 2018-Q4 | Town of Triton | Jim Simms Outfall | Triton | Newfoundland and Labrador | Municipal or another local authority | Municipal or another local authority | Continuous | Quarterly | Quarterly | 0 | 200 | 8404 | 92 | 104 | 25 | 79 | 271 | 25 | 246 |  |  | Approved
30463 | 2019-Q1 | Town of Triton | Jim Simms Outfall | Triton | Newfoundland and Labrador | Municipal or another local authority | Municipal or another local authority | Continuous | Quarterly | Quarterly | 0 | 164.5 | 19504 | 90 | 152 | 25 | 127 | 160 | 25 | 135 |  |  | Approved
30463 | 2019-Q2 | Town of Triton | Jim Simms Outfall | Triton | Newfoundland and Labrador | Municipal or another local authority | Municipal or another local authority | Continuous | Quarterly | Quarterly | 0 | 164.5 | 8537 | 91 | 85 | 25 | 60 | 104 | 25 | 79 |  |  | Approved
30463 | 2019-Q3 | Town of Triton | Jim Simms Outfall | Triton | Newfoundland and Labrador | Municipal or another local authority | Municipal or another local authority | Continuous | Quarterly | Quarterly | 0 | 164.5 | 8353 | 92 | 62 | 25 | 37 | 82 | 25 | 57 |  |  | Approved
30463 | 2019-Q4 | Town of Triton | Jim Simms Outfall | Triton | Newfoundland and Labrador | Municipal or another local authority | Municipal or another local authority | Continuous | Quarterly | Quarterly | 0 | 164.5 | 13940 | 92 | 78 | 25 | 53 | 147 | 25 | 122 |  |  | Approved
30463 | 2020-Q1 | Town of Triton | Jim Simms Outfall | Triton | Newfoundland and Labrador | Municipal or another local authority | Municipal or another local authority | Continuous | Quarterly | Quarterly | 0 | 137.9 | 12649 | 91 | 220 | 25 | 195 | 154 | 25 | 129 |  |  | Approved
30463 | 2020-Q2 | Town of Triton | Jim Simms Outfall | Triton | Newfoundland and Labrador | Municipal or another local authority | Municipal or another local authority | Continuous | Quarterly | Quarterly | 0 | 137.9 | 21021 | 91 | 175 | 25 | 150 | 999 | 25 | 974 |  |  | Approved
30463 | 2020-Q3 | Town of Triton | Jim Simms Outfall | Triton | Newfoundland and Labrador | Municipal or another local authority | Municipal or another local authority | Continuous | Quarterly | Quarterly | 0 | 137.9 | 9281 | 92 | 130 | 25 | 105 | 110 | 25 | 85 |  |  | Approved
30463 | 2020-Q4 | Town of Triton | Jim Simms Outfall | Triton | Newfoundland and Labrador | Municipal or another local authority | Municipal or another local authority | Continuous | Quarterly | Quarterly | 0 | 137.9 | 4625 | 92 | 137 | 25 | 112 | 75 | 25 | 50 |  |  | Approved
30463 | 2021-Q1 | Town of Triton | Jim Simms Outfall | Triton | Newfoundland and Labrador | Municipal or another local authority | Municipal or another local authority | Continuous | Quarterly | Quarterly | 0 | 130 | 1944 | 90 | 202 | 25 | 177 | 120 | 25 | 95 |  |  | Approved
30463 | 2021-Q2 | Town of Triton | Jim Simms Outfall | Triton | Newfoundland and Labrador | Municipal or another local authority | Municipal or another local authority | Continuous | Quarterly | Quarterly | 0 | 130 | 1749 | 91 | 138 | 25 | 113 | 98 | 25 | 73 |  |  | Approved
30463 | 2021-Q3 | Town of Triton | Jim Simms Outfall | Triton | Newfoundland and Labrador | Municipal or another local authority | Municipal or another local authority | Continuous | Quarterly | Quarterly | 0 | 130 | 6014 | 92 | 178 | 25 | 153 | 144 | 25 | 119 |  |  | Approved
30463 | 2021-Q4 | Town of Triton | Jim Simms Outfall | Triton | Newfoundland and Labrador | Municipal or another local authority | Municipal or another local authority | Continuous | Quarterly | Quarterly | 0 | 130 | 8533 | 92 | 180 | 25 | 155 | 243 | 25 | 218 |  |  | Approved
30463 | 2022-Q1 | Town of Triton | Jim Simms Outfall | Triton | Newfoundland and Labrador | Municipal or another local authority | Municipal or another local authority | Continuous | Quarterly | Quarterly | 0 | 50 | 10496 | 90 | 125 | 25 | 100 | 111 | 25 | 86 |  |  | Approved
30463 | 2022-Q2 | Town of Triton | Jim Simms Outfall | Triton | Newfoundland and Labrador | Municipal or another local authority | Municipal or another local authority | Continuous | Quarterly | Quarterly | 0 | 50 | 4437 | 91 | 187 | 25 | 162 | 205 | 25 | 180 |  |  | Approved
30463 | 2022-Q3 | Town of Triton | Jim Simms Outfall | Triton | Newfoundland and Labrador | Municipal or another local authority | Municipal or another local authority | Continuous | Quarterly | Quarterly | 0 | 50 | 2188 | 92 | 117 | 25 | 92 | 112 | 25 | 87 |  |  | Approved
30463 | 2022-Q4 | Town of Triton | Jim Simms Outfall | Triton | Newfoundland and Labrador | Municipal or another local authority | Municipal or another local authority | Continuous | Quarterly | Quarterly | 0 | 50 | 1751 | 92 | 148 | 25 | 123 | 117 | 25 | 92 |  |  | Approved
30464 | 2017-Q3 | Town of Triton | Jims Cove Outfall | Triton | Newfoundland and Labrador | Municipal or another local authority | Municipal or another local authority | Continuous | Quarterly | Quarterly | 0 | 120 | 4255 | 92 | 21 | 25 | -4 | 47 | 25 | 22 |  |  | Approved
30464 | 2017-Q4 | Town of Triton | Jims Cove Outfall | Triton | Newfoundland and Labrador | Municipal or another local authority | Municipal or another local authority | Continuous | Quarterly | Quarterly | 0 | 120 | 11291 | 92 | 33 | 25 | 8 | 38 | 25 | 13 |  |  | Approved
30464 | 2018-Q1 | Town of Triton | Jims Cove Outfall | Triton | Newfoundland and Labrador | Municipal or another local authority | Municipal or another local authority | Continuous | Quarterly | Quarterly | 0 | 120 | 18161 | 90 | 32 | 25 | 7 | 24 | 25 | -1 |  |  | Approved
30464 | 2018-Q2 | Town of Triton | Jims Cove Outfall | Triton | Newfoundland and Labrador | Municipal or another local authority | Municipal or another local authority | Continuous | Quarterly | Quarterly | 0 | 120 | 29556 | 91 | 115 | 25 | 90 | 323 | 25 | 298 |  |  | Approved
30464 | 2018-Q3 | Town of Triton | Jims Cove Outfall | Triton | Newfoundland and Labrador | Municipal or another local authority | Municipal or another local authority | Continuous | Quarterly | Quarterly | 0 | 120 | 9368 | 92 | 126 | 25 | 101 | 237 | 25 | 212 |  |  | Approved
30464 | 2018-Q4 | Town of Triton | Jims Cove Outfall | Triton | Newfoundland and Labrador | Municipal or another local authority | Municipal or another local authority | Continuous | Quarterly | Quarterly | 0 | 120 | 17363.3 | 92 | 128 | 25 | 103 | 153 | 25 | 128 |  |  | Approved
30464 | 2019-Q1 | Town of Triton | Jims Cove Outfall | Triton | Newfoundland and Labrador | Municipal or another local authority | Municipal or another local authority | Continuous | Quarterly | Quarterly | 0 | 204 | 6766 | 90 | 186 | 25 | 161 | 571.3 | 25 | 546.3 |  |  | Approved
30464 | 2019-Q2 | Town of Triton | Jims Cove Outfall | Triton | Newfoundland and Labrador | Municipal or another local authority | Municipal or another local authority | Continuous | Quarterly | Quarterly | 0 | 204 | 8962 | 91 | 170 | 25 | 145 | 86 | 25 | 61 |  |  | Approved
30464 | 2019-Q3 | Town of Triton | Jims Cove Outfall | Triton | Newfoundland and Labrador | Municipal or another local authority | Municipal or another local authority | Continuous | Quarterly | Quarterly | 0 | 204 | 4537 | 92 | 117 | 25 | 92 | 154 | 25 | 129 |  |  | Approved
30464 | 2019-Q4 | Town of Triton | Jims Cove Outfall | Triton | Newfoundland and Labrador | Municipal or another local authority | Municipal or another local authority | Continuous | Quarterly | Quarterly | 0 | 204 | 8115 | 92 | 132 | 25 | 107 | 97 | 25 | 72 |  |  | Approved
30464 | 2020-Q1 | Town of Triton | Jims Cove Outfall | Triton | Newfoundland and Labrador | Municipal or another local authority | Municipal or another local authority | Continuous | Quarterly | Quarterly | 0 | 77.8 | 3731 | 91 | 180 | 25 | 155 | 118 | 25 | 93 |  |  | Approved
30464 | 2020-Q2 | Town of Triton | Jims Cove Outfall | Triton | Newfoundland and Labrador | Municipal or another local authority | Municipal or another local authority | Continuous | Quarterly | Quarterly | 0 | 77.8 | 13104 | 91 | 121 | 25 | 96 | 604 | 25 | 579 |  |  | Approved
30464 | 2020-Q3 | Town of Triton | Jims Cove Outfall | Triton | Newfoundland and Labrador | Municipal or another local authority | Municipal or another local authority | Continuous | Quarterly | Quarterly | 0 | 77.8 | 5002 | 92 | 200 | 25 | 175 | 92 | 25 | 67 |  |  | Approved
30464 | 2020-Q4 | Town of Triton | Jims Cove Outfall | Triton | Newfoundland and Labrador | Municipal or another local authority | Municipal or another local authority | Continuous | Quarterly | Quarterly | 0 | 77.8 | 5632 | 92 | 128 | 25 | 103 | 89 | 25 | 64 |  |  | Approved
30464 | 2021-Q1 | Town of Triton | Jims Cove Outfall | Triton | Newfoundland and Labrador | Municipal or another local authority | Municipal or another local authority | Continuous | Quarterly | Quarterly | 0 | 75.1 | 7425 | 90 | 219 | 25 | 194 | 328 | 25 | 303 |  |  | Approved
30464 | 2021-Q2 | Town of Triton | Jims Cove Outfall | Triton | Newfoundland and Labrador | Municipal or another local authority | Municipal or another local authority | Continuous | Quarterly | Quarterly | 0 | 75.1 | 9411 | 91 | 141 | 25 | 116 | 88 | 25 | 63 |  |  | Approved
30464 | 2021-Q3 | Town of Triton | Jims Cove Outfall | Triton | Newfoundland and Labrador | Municipal or another local authority | Municipal or another local authority | Continuous | Quarterly | Quarterly | 0 | 75.1 | 5262 | 92 | 180 | 25 | 155 | 165 | 25 | 140 |  |  | Approved
30464 | 2021-Q4 | Town of Triton | Jims Cove Outfall | Triton | Newfoundland and Labrador | Municipal or another local authority | Municipal or another local authority | Continuous | Quarterly | Quarterly | 0 | 75.1 | 6265 | 92 | 138 | 25 | 113 | 116 | 25 | 91 |  |  | Approved
30464 | 2022-Q1 | Town of Triton | Jims Cove Outfall | Triton | Newfoundland and Labrador | Municipal or another local authority | Municipal or another local authority | Continuous | Quarterly | Quarterly | 0 | 77.7 | 13440 | 90 | 159 | 25 | 134 | 92 | 25 | 67 |  |  | Approved
30464 | 2022-Q2 | Town of Triton | Jims Cove Outfall | Triton | Newfoundland and Labrador | Municipal or another local authority | Municipal or another local authority | Continuous | Quarterly | Quarterly | 0 | 77.7 | 10310 | 91 | 98 | 25 | 73 | 93 | 25 | 68 |  |  | Approved
30464 | 2022-Q3 | Town of Triton | Jims Cove Outfall | Triton | Newfoundland and Labrador | Municipal or another local authority | Municipal or another local authority | Continuous | Quarterly | Quarterly | 0 | 77.7 | 4257 | 92 | 192 | 25 | 167 | 69 | 25 | 44 |  |  | Approved
30464 | 2022-Q4 | Town of Triton | Jims Cove Outfall | Triton | Newfoundland and Labrador | Municipal or another local authority | Municipal or another local authority | Continuous | Quarterly | Quarterly | 0 | 77.7 | 8687 | 92 | 126 | 25 | 101 | 135 | 25 | 110 |  |  | Approved
30464 | 2023-Q1 | Town of Triton | Jims Cove Outfall | Triton | Newfoundland and Labrador | Municipal or another local authority | Municipal or another local authority | Continuous | Quarterly | Quarterly | 0 | 100.5 | 7263 | 90 | 169 | 25 | 144 | 210 | 25 | 185 |  |  | Approved
30464 | 2023-Q2 | Town of Triton | Jims Cove Outfall | Triton | Newfoundland and Labrador | Municipal or another local authority | Municipal or another local authority | Continuous | Quarterly | Quarterly | 0 | 100.5 | 8237 | 91 | 81 | 25 | 56 | 70 | 25 | 45 |  |  | Approved
30464 | 2023-Q3 | Town of Triton | Jims Cove Outfall | Triton | Newfoundland and Labrador | Municipal or another local authority | Municipal or another local authority | Continuous | Quarterly | Quarterly | 0 | 100.5 | 8008 | 92 | 169 | 25 | 144 | 151 | 25 | 126 |  |  | Approved
30464 | 2023-Q4 | Town of Triton | Jims Cove Outfall | Triton | Newfoundland and Labrador | Municipal or another local authority | Municipal or another local authority | Continuous | Quarterly | Quarterly | 0 | 100.5 | 13621 | 92 | 154 | 25 | 129 | 84 | 25 | 59 |  |  | Approved
30464 | 2024-Q1 | Town of Triton | Jims Cove Outfall | Triton | Newfoundland and Labrador | Municipal or another local authority | Municipal or another local authority | Continuous | Quarterly | Quarterly | 0 | 101.7 | 7345 | 91 | 152 | 25 | 127 | 93 | 25 | 68 |  |  | Approved
30464 | 2024-Q2 | Town of Triton | Jims Cove Outfall | Triton | Newfoundland and Labrador | Municipal or another local authority | Municipal or another local authority | Continuous | Quarterly | Quarterly | 0 | 101.7 | 12262 | 91 | 81 | 25 | 56 | 126 | 25 | 101 |  |  | Approved
30464 | 2024-Q3 | Town of Triton | Jims Cove Outfall | Triton | Newfoundland and Labrador | Municipal or another local authority | Municipal or another local authority | Continuous | Quarterly | Quarterly | 0 | 101.7 | 9039 | 92 | 119 | 25 | 94 | 100 | 25 | 75 |  |  | Approved
30464 | 2024-Q4 | Town of Triton | Jims Cove Outfall | Triton | Newfoundland and Labrador | Municipal or another local authority | Municipal or another local authority | Continuous | Quarterly | Quarterly | 0 | 101.7 | 19018 | 92 | 158 | 25 | 133 | 644 | 25 | 619 |  |  | Approved
30465 | 2017-Q3 | Town of Triton | Main Street Outfall | Triton | Newfoundland and Labrador | Municipal or another local authority | Municipal or another local authority | Continuous | Quarterly | Quarterly | 0 | 120 | 10454 | 80 | 35 | 25 | 10 | 46 | 25 | 21 |  |  | Approved
30465 | 2017-Q4 | Town of Triton | Main Street Outfall | Triton | Newfoundland and Labrador | Municipal or another local authority | Municipal or another local authority | Continuous | Quarterly | Quarterly | 0 | 120 | 11237 | 92 | 25 | 25 | 0 | 38 | 25 | 13 |  |  | Approved
30465 | 2018-Q1 | Town of Triton | Main Street Outfall | Triton | Newfoundland and Labrador | Municipal or another local authority | Municipal or another local authority | Continuous | Quarterly | Quarterly | 0 | 120 | 15498 | 90 | 27 | 25 | 2 | 19 | 25 | -6 |  |  | Approved
30465 | 2018-Q2 | Town of Triton | Main Street Outfall | Triton | Newfoundland and Labrador | Municipal or another local authority | Municipal or another local authority | Continuous | Quarterly | Quarterly | 0 | 120 | 13441 | 91 | 148 | 25 | 123 | 203 | 25 | 178 |  |  | Approved
30465 | 2018-Q3 | Town of Triton | Main Street Outfall | Triton | Newfoundland and Labrador | Municipal or another local authority | Municipal or another local authority | Continuous | Quarterly | Quarterly | 0 | 120 | 5034 | 92 | 403 | 25 | 378 | 55 | 25 | 30 |  |  | Approved
30465 | 2018-Q4 | Town of Triton | Main Street Outfall | Triton | Newfoundland and Labrador | Municipal or another local authority | Municipal or another local authority | Continuous | Quarterly | Quarterly | 0 | 120 | 15114.5 | 92 | 139 | 25 | 114 | 505 | 25 | 480 |  |  | Approved
30465 | 2019-Q1 | Town of Triton | Main Street Outfall | Triton | Newfoundland and Labrador | Municipal or another local authority | Municipal or another local authority | Continuous | Quarterly | Quarterly | 0 | 134.5 | 12824 | 90 | 175 | 25 | 150 | 939 | 25 | 914 |  |  | Approved
30465 | 2019-Q2 | Town of Triton | Main Street Outfall | Triton | Newfoundland and Labrador | Municipal or another local authority | Municipal or another local authority | Continuous | Quarterly | Quarterly | 0 | 134.5 | 10548 | 91 | 163 | 25 | 138 | 331 | 25 | 306 |  |  | Approved
30465 | 2019-Q3 | Town of Triton | Main Street Outfall | Triton | Newfoundland and Labrador | Municipal or another local authority | Municipal or another local authority | Continuous | Quarterly | Quarterly | 0 | 134.5 | 7736 | 92 | 195 | 25 | 170 | 813 | 25 | 788 |  |  | Approved
30465 | 2019-Q4 | Town of Triton | Main Street Outfall | Triton | Newfoundland and Labrador | Municipal or another local authority | Municipal or another local authority | Continuous | Quarterly | Quarterly | 0 | 134.5 | 11040 | 92 | 97 | 25 | 72 | 494 | 25 | 469 |  |  | Approved
30465 | 2020-Q1 | Town of Triton | Main Street Outfall | Triton | Newfoundland and Labrador | Municipal or another local authority | Municipal or another local authority | Continuous | Quarterly | Quarterly | 0 | 115.5 | 17745 | 91 | 193 | 25 | 168 | 435 | 25 | 410 |  |  | Approved
30465 | 2020-Q2 | Town of Triton | Main Street Outfall | Triton | Newfoundland and Labrador | Municipal or another local authority | Municipal or another local authority | Continuous | Quarterly | Quarterly | 0 | 115.5 | 40859 | 91 | 142 | 25 | 117 | 499 | 25 | 474 |  |  | Approved
30465 | 2020-Q3 | Town of Triton | Main Street Outfall | Triton | Newfoundland and Labrador | Municipal or another local authority | Municipal or another local authority | Continuous | Quarterly | Quarterly | 0 | 115.5 | 30264 | 92 | 216 | 25 | 191 | 687 | 25 | 662 |  |  | Approved
30465 | 2020-Q4 | Town of Triton | Main Street Outfall | Triton | Newfoundland and Labrador | Municipal or another local authority | Municipal or another local authority | Continuous | Quarterly | Quarterly | 0 | 115.5 | 15787 | 92 | 124 | 25 | 99 | 222 | 25 | 197 |  |  | Approved
30465 | 2021-Q1 | Town of Triton | Main Street Outfall | Triton | Newfoundland and Labrador | Municipal or another local authority | Municipal or another local authority | Continuous | Quarterly | Quarterly | 0 | 285.9 | 10755 | 90 | 185 | 25 | 160 | 999 | 25 | 974 |  |  | Approved
30465 | 2021-Q2 | Town of Triton | Main Street Outfall | Triton | Newfoundland and Labrador | Municipal or another local authority | Municipal or another local authority | Continuous | Quarterly | Quarterly | 0 | 285.9 | 9764 | 91 | 105 | 25 | 80 | 164 | 25 | 139 |  |  | Approved
30465 | 2021-Q3 | Town of Triton | Main Street Outfall | Triton | Newfoundland and Labrador | Municipal or another local authority | Municipal or another local authority | Continuous | Quarterly | Quarterly | 0 | 285.9 | 4545 | 92 | 238 | 25 | 213 | 232 | 25 | 207 |  |  | Approved
30465 | 2021-Q4 | Town of Triton | Main Street Outfall | Triton | Newfoundland and Labrador | Municipal or another local authority | Municipal or another local authority | Continuous | Quarterly | Quarterly | 0 | 285.9 | 6810 | 92 | 185 | 25 | 160 | 999 | 25 | 974 |  |  | Approved
30465 | 2022-Q1 | Town of Triton | Main Street Outfall | Triton | Newfoundland and Labrador | Municipal or another local authority | Municipal or another local authority | Continuous | Quarterly | Quarterly | 0 | 87.3 | 3354 | 90 | 225 | 25 | 200 | 0 | 25 | -25 |  |  | Approved
30465 | 2022-Q2 | Town of Triton | Main Street Outfall | Triton | Newfoundland and Labrador | Municipal or another local authority | Municipal or another local authority | Continuous | Quarterly | Quarterly | 0 | 87.3 | 8179 | 91 | 134 | 25 | 109 | 540 | 25 | 515 |  |  | Approved
30465 | 2022-Q3 | Town of Triton | Main Street Outfall | Triton | Newfoundland and Labrador | Municipal or another local authority | Municipal or another local authority | Continuous | Quarterly | Quarterly | 0 | 87.3 | 10545 | 92 | 171 | 25 | 146 | 906 | 25 | 881 |  |  | Approved
30465 | 2022-Q4 | Town of Triton | Main Street Outfall | Triton | Newfoundland and Labrador | Municipal or another local authority | Municipal or another local authority | Continuous | Quarterly | Quarterly | 0 | 87.3 | 11757 | 92 | 184 | 25 | 159 | 0 | 25 | -25 |  |  | Approved
30465 | 2023-Q1 | Town of Triton | Main Street Outfall | Triton | Newfoundland and Labrador | Municipal or another local authority | Municipal or another local authority | Continuous | Quarterly | Quarterly | 0 | 92.7 | 24723 | 90 | 153 | 25 | 128 | 893 | 25 | 868 |  |  | Approved
30465 | 2023-Q2 | Town of Triton | Main Street Outfall | Triton | Newfoundland and Labrador | Municipal or another local authority | Municipal or another local authority | Continuous | Quarterly | Quarterly | 0 | 92.7 | 18937 | 91 | 47 | 25 | 22 | 124 | 25 | 99 |  |  | Approved
30465 | 2023-Q3 | Town of Triton | Main Street Outfall | Triton | Newfoundland and Labrador | Municipal or another local authority | Municipal or another local authority | Continuous | Quarterly | Quarterly | 0 | 92.7 | 5591 | 92 | 103 | 25 | 78 | 243 | 25 | 218 |  |  | Approved
30465 | 2023-Q4 | Town of Triton | Main Street Outfall | Triton | Newfoundland and Labrador | Municipal or another local authority | Municipal or another local authority | Continuous | Quarterly | Quarterly | 0 | 92.7 | 36743 | 92 | 103 | 25 | 78 | 631 | 25 | 606 |  |  | Approved
30465 | 2024-Q1 | Town of Triton | Main Street Outfall | Triton | Newfoundland and Labrador | Municipal or another local authority | Municipal or another local authority | Continuous | Quarterly | Quarterly | 0 | 235.6 | 34998 | 91 | 128 | 25 | 103 | 296 | 25 | 271 |  |  | Approved
30465 | 2024-Q2 | Town of Triton | Main Street Outfall | Triton | Newfoundland and Labrador | Municipal or another local authority | Municipal or another local authority | Continuous | Quarterly | Quarterly | 0 | 235.6 | 14175 | 91 | 102 | 25 | 77 | 514 | 25 | 489 |  |  | Approved
30465 | 2024-Q3 | Town of Triton | Main Street Outfall | Triton | Newfoundland and Labrador | Municipal or another local authority | Municipal or another local authority | Continuous | Quarterly | Quarterly | 0 | 235.6 | 13004 | 92 | 167 | 25 | 142 | 219 | 25 | 194 |  |  | Approved
30465 | 2024-Q4 | Town of Triton | Main Street Outfall | Triton | Newfoundland and Labrador | Municipal or another local authority | Municipal or another local authority | Continuous | Quarterly | Quarterly | 0 | 235.6 | 24366 | 92 | 106 | 25 | 81 | 510 | 25 | 485 |  |  | Approved
30480 | 2017-Q3 | Town of Lawn | Lawn Outfall | Lawn | Newfoundland and Labrador | Municipal or another local authority | Municipal or another local authority | Continuous | Quarterly | Quarterly | 0 | 200 | 26484 | 31 | 20 | 25 | -5 | 15 | 25 | -10 |  |  | Approved
30480 | 2017-Q4 | Town of Lawn | Lawn Outfall | Lawn | Newfoundland and Labrador | Municipal or another local authority | Municipal or another local authority | Continuous | Quarterly | Quarterly | 0 | 200 | 61529 | 92 | 25 | 25 | 0 | 30 | 25 | 5 |  |  | Approved
30480 | 2018-Q1 | Town of Lawn | Lawn Outfall | Lawn | Newfoundland and Labrador | Municipal or another local authority | Municipal or another local authority | Continuous | Quarterly | Quarterly | 0 | 200 | 64578 | 90 | 60 | 25 | 35 | 111 | 25 | 86 |  |  | Approved
30480 | 2018-Q2 | Town of Lawn | Lawn Outfall | Lawn | Newfoundland and Labrador | Municipal or another local authority | Municipal or another local authority | Continuous | Quarterly | Quarterly | 0 | 200 | 53673 | 91 | 215 | 25 | 190 | 494 | 25 | 469 |  |  | Approved
30480 | 2018-Q3 | Town of Lawn | Lawn Outfall | Lawn | Newfoundland and Labrador | Municipal or another local authority | Municipal or another local authority | Continuous | Quarterly | Quarterly | 0 | 200 | 29205 | 92 | 183 | 25 | 158 | 190 | 25 | 165 |  |  | Approved
30480 | 2018-Q4 | Town of Lawn | Lawn Outfall | Lawn | Newfoundland and Labrador | Municipal or another local authority | Municipal or another local authority | Continuous | Quarterly | Quarterly | 0 | 200 | 44032.2 | 92 | 117 | 25 | 92 | 103 | 25 | 78 |  |  | Approved
30480 | 2019-Q1 | Town of Lawn | Lawn Outfall | Lawn | Newfoundland and Labrador | Municipal or another local authority | Municipal or another local authority | Continuous | Quarterly | Quarterly | 0 | 524.6 | 64343 | 90 | 89 | 25 | 64 | 110 | 25 | 85 |  |  | Approved
30480 | 2019-Q2 | Town of Lawn | Lawn Outfall | Lawn | Newfoundland and Labrador | Municipal or another local authority | Municipal or another local authority | Continuous | Quarterly | Quarterly | 0 | 524.6 | 66893 | 91 | 67 | 25 | 42 | 67 | 25 | 42 |  |  | Approved
30480 | 2019-Q3 | Town of Lawn | Lawn Outfall | Lawn | Newfoundland and Labrador | Municipal or another local authority | Municipal or another local authority | Continuous | Quarterly | Quarterly | 0 | 524.6 | 25917 | 92 | 84 | 25 | 59 | 83 | 25 | 58 |  |  | Approved
30480 | 2019-Q4 | Town of Lawn | Lawn Outfall | Lawn | Newfoundland and Labrador | Municipal or another local authority | Municipal or another local authority | Continuous | Quarterly | Quarterly | 0 | 524.6 | 34827 | 92 | 48 | 25 | 23 | 78 | 25 | 53 |  |  | Approved
30480 | 2020-Q1 | Town of Lawn | Lawn Outfall | Lawn | Newfoundland and Labrador | Municipal or another local authority | Municipal or another local authority | Continuous | Quarterly | Quarterly | 0 | 526 | 30303 | 91 | 93 | 25 | 68 | 54 | 25 | 29 |  |  | Approved
30480 | 2020-Q2 | Town of Lawn | Lawn Outfall | Lawn | Newfoundland and Labrador | Municipal or another local authority | Municipal or another local authority | Continuous | Quarterly | Quarterly | 0 | 526 | 17654 | 91 | 84 | 25 | 59 | 88 | 25 | 63 |  |  | Approved
30480 | 2020-Q3 | Town of Lawn | Lawn Outfall | Lawn | Newfoundland and Labrador | Municipal or another local authority | Municipal or another local authority | Continuous | Quarterly | Quarterly | 0 | 526 | 11431 | 92 | 133 | 25 | 108 | 131 | 25 | 106 |  |  | Approved
30480 | 2020-Q4 | Town of Lawn | Lawn Outfall | Lawn | Newfoundland and Labrador | Municipal or another local authority | Municipal or another local authority | Continuous | Quarterly | Quarterly | 0 | 526 | 27351 | 92 | 59 | 25 | 34 | 38 | 25 | 13 |  |  | Approved
30480 | 2021-Q1 | Town of Lawn | Lawn Outfall | Lawn | Newfoundland and Labrador | Municipal or another local authority | Municipal or another local authority | Continuous | Quarterly | Quarterly | 0 | 237 | 18497 | 90 | 129 | 25 | 104 | 431 | 25 | 406 |  |  | Approved
30480 | 2021-Q2 | Town of Lawn | Lawn Outfall | Lawn | Newfoundland and Labrador | Municipal or another local authority | Municipal or another local authority | Continuous | Quarterly | Quarterly | 0 | 237 | 12439 | 91 | 75 | 25 | 50 | 62 | 25 | 37 |  |  | Approved
30480 | 2021-Q3 | Town of Lawn | Lawn Outfall | Lawn | Newfoundland and Labrador | Municipal or another local authority | Municipal or another local authority | Continuous | Quarterly | Quarterly | 0 | 237 | 11440 | 92 | 160 | 25 | 135 | 129 | 25 | 104 |  |  | Approved
30480 | 2021-Q4 | Town of Lawn | Lawn Outfall | Lawn | Newfoundland and Labrador | Municipal or another local authority | Municipal or another local authority | Continuous | Quarterly | Quarterly | 0 | 237 | 14308 | 92 | 230 | 25 | 205 | 203 | 25 | 178 |  |  | Approved
30480 | 2022-Q1 | Town of Lawn | Lawn Outfall | Lawn | Newfoundland and Labrador | Municipal or another local authority | Municipal or another local authority | Continuous | Quarterly | Quarterly | 0 | 155.3 | 27000 | 90 | 143 | 25 | 118 | 67 | 25 | 42 |  |  | Approved
30480 | 2022-Q2 | Town of Lawn | Lawn Outfall | Lawn | Newfoundland and Labrador | Municipal or another local authority | Municipal or another local authority | Continuous | Quarterly | Quarterly | 0 | 155.3 | 14163 | 91 | 58 | 25 | 33 | 103 | 25 | 78 |  |  | Approved
30480 | 2022-Q3 | Town of Lawn | Lawn Outfall | Lawn | Newfoundland and Labrador | Municipal or another local authority | Municipal or another local authority | Continuous | Quarterly | Quarterly | 0 | 155.3 | 13354 | 92 | 123 | 25 | 98 | 101 | 25 | 76 |  |  | Approved
30480 | 2022-Q4 | Town of Lawn | Lawn Outfall | Lawn | Newfoundland and Labrador | Municipal or another local authority | Municipal or another local authority | Continuous | Quarterly | Quarterly | 0 | 155.3 | 19172 | 92 | 150 | 25 | 125 | 210 | 25 | 185 |  |  | Approved
30480 | 2023-Q1 | Town of Lawn | Lawn Outfall | Lawn | Newfoundland and Labrador | Municipal or another local authority | Municipal or another local authority | Continuous | Quarterly | Quarterly | 0 | 201.9 | 27729 | 90 | 156 | 25 | 131 | 193 | 25 | 168 |  |  | Approved
30480 | 2023-Q2 | Town of Lawn | Lawn Outfall | Lawn | Newfoundland and Labrador | Municipal or another local authority | Municipal or another local authority | Continuous | Quarterly | Quarterly | 0 | 201.9 | 17751 | 91 | 179 | 25 | 154 | 266 | 25 | 241 |  |  | Approved
30480 | 2023-Q3 | Town of Lawn | Lawn Outfall | Lawn | Newfoundland and Labrador | Municipal or another local authority | Municipal or another local authority | Continuous | Quarterly | Quarterly | 0 | 201.9 | 23678 | 92 | 77 | 25 | 52 | 156 | 25 | 131 |  |  | Approved
30480 | 2023-Q4 | Town of Lawn | Lawn Outfall | Lawn | Newfoundland and Labrador | Municipal or another local authority | Municipal or another local authority | Continuous | Quarterly | Quarterly | 0 | 201.9 | 13245 | 92 | 108 | 25 | 83 | 78 | 25 | 53 |  |  | Approved
30480 | 2024-Q1 | Town of Lawn | Lawn Outfall | Lawn | Newfoundland and Labrador | Municipal or another local authority | Municipal or another local authority | Continuous | Quarterly | Quarterly | 0 | 225.8 | 20188 | 91 | 147 | 25 | 122 | 212 | 25 | 187 |  |  | Approved
30480 | 2024-Q2 | Town of Lawn | Lawn Outfall | Lawn | Newfoundland and Labrador | Municipal or another local authority | Municipal or another local authority | Continuous | Quarterly | Quarterly | 0 | 225.8 | 23109 | 91 | 97 | 25 | 72 | 101 | 25 | 76 |  |  | Approved
30480 | 2024-Q3 | Town of Lawn | Lawn Outfall | Lawn | Newfoundland and Labrador | Municipal or another local authority | Municipal or another local authority | Continuous | Quarterly | Quarterly | 0 | 225.8 | 15798 | 92 | 132 | 25 | 107 | 115 | 25 | 90 |  |  | Approved
30480 | 2024-Q4 | Town of Lawn | Lawn Outfall | Lawn | Newfoundland and Labrador | Municipal or another local authority | Municipal or another local authority | Continuous | Quarterly | Quarterly | 0 | 225.8 | 20143 | 92 | 72 | 25 | 47 | 46 | 25 | 21 |  |  | Approved
30481 | 2017-Q3 | Lewins Cove | Lewins Cove Outfall | Lewins Cove Outfall | Newfoundland and Labrador | Municipal or another local authority | Municipal or another local authority | Continuous | Quarterly | Quarterly | 0 | 200 | 8804 | 73 | 29 | 25 | 4 | 147 | 25 | 122 |  |  | Approved
30481 | 2017-Q4 | Lewins Cove | Lewins Cove Outfall | Lewins Cove Outfall | Newfoundland and Labrador | Municipal or another local authority | Municipal or another local authority | Continuous | Quarterly | Quarterly | 0 | 200 | 20332 | 92 | 32 | 25 | 7 | 35 | 25 | 10 |  |  | Approved
30481 | 2018-Q1 | Lewins Cove | Lewins Cove Outfall | Lewins Cove Outfall | Newfoundland and Labrador | Municipal or another local authority | Municipal or another local authority | Continuous | Quarterly | Quarterly | 0 | 200 | 75379 | 90 | 27 | 25 | 2 | 19 | 25 | -6 |  |  | Approved
30481 | 2018-Q2 | Lewins Cove | Lewins Cove Outfall | Lewins Cove Outfall | Newfoundland and Labrador | Municipal or another local authority | Municipal or another local authority | Continuous | Quarterly | Quarterly | 0 | 200 | 27466 | 91 | 43 | 25 | 18 | 33 | 25 | 8 |  |  | Approved
30481 | 2018-Q3 | Lewins Cove | Lewins Cove Outfall | Lewins Cove Outfall | Newfoundland and Labrador | Municipal or another local authority | Municipal or another local authority | Continuous | Quarterly | Quarterly | 0 | 200 | 27466 | 92 | 43 | 25 | 18 | 33 | 25 | 8 |  |  | Approved
30481 | 2018-Q4 | Lewins Cove | Lewins Cove Outfall | Lewins Cove Outfall | Newfoundland and Labrador | Municipal or another local authority | Municipal or another local authority | Continuous | Quarterly | Quarterly | 0 | 200 | 45570.8 | 92 | 38 | 25 | 13 | 40 | 25 | 15 |  |  | Approved
30481 | 2019-Q1 | Lewins Cove | Lewins Cove Outfall | Lewins Cove Outfall | Newfoundland and Labrador | Municipal or another local authority | Municipal or another local authority | Continuous | Quarterly | Quarterly | 0 | 481.9 | 35705 | 90 | 65 | 25 | 40 | 34 | 25 | 9 |  |  | Approved
30481 | 2019-Q2 | Lewins Cove | Lewins Cove Outfall | Lewins Cove Outfall | Newfoundland and Labrador | Municipal or another local authority | Municipal or another local authority | Continuous | Quarterly | Quarterly | 0 | 481.9 | 41696 | 91 | 18 | 25 | -7 | 16 | 25 | -9 |  |  | Approved
30481 | 2019-Q3 | Lewins Cove | Lewins Cove Outfall | Lewins Cove Outfall | Newfoundland and Labrador | Municipal or another local authority | Municipal or another local authority | Continuous | Quarterly | Quarterly | 0 | 481.9 | 19543 | 92 | 80 | 25 | 55 | 41 | 25 | 16 |  |  | Approved
30481 | 2019-Q4 | Lewins Cove | Lewins Cove Outfall | Lewins Cove Outfall | Newfoundland and Labrador | Municipal or another local authority | Municipal or another local authority | Continuous | Quarterly | Quarterly | 0 | 481.9 | 36758 | 92 | 30 | 25 | 5 | 35 | 25 | 10 |  |  | Approved
30481 | 2020-Q1 | Lewins Cove | Lewins Cove Outfall | Lewins Cove Outfall | Newfoundland and Labrador | Municipal or another local authority | Municipal or another local authority | Continuous | Quarterly | Quarterly | 0 | 366.3 | 40404 | 91 | 115 | 25 | 90 | 26 | 25 | 1 |  |  | Approved
30481 | 2020-Q2 | Lewins Cove | Lewins Cove Outfall | Lewins Cove Outfall | Newfoundland and Labrador | Municipal or another local authority | Municipal or another local authority | Continuous | Quarterly | Quarterly | 0 | 366.3 | 37492 | 91 | 88 | 25 | 63 | 73 | 25 | 48 |  |  | Approved
30481 | 2020-Q3 | Lewins Cove | Lewins Cove Outfall | Lewins Cove Outfall | Newfoundland and Labrador | Municipal or another local authority | Municipal or another local authority | Continuous | Quarterly | Quarterly | 0 | 366.3 | 28115 | 92 | 79 | 25 | 54 | 65 | 25 | 40 |  |  | Approved
30481 | 2020-Q4 | Lewins Cove | Lewins Cove Outfall | Lewins Cove Outfall | Newfoundland and Labrador | Municipal or another local authority | Municipal or another local authority | Continuous | Quarterly | Quarterly | 0 | 366.3 | 36838 | 92 | 45 | 25 | 20 | 44 | 25 | 19 |  |  | Approved
30481 | 2021-Q1 | Lewins Cove | Lewins Cove Outfall | Lewins Cove Outfall | Newfoundland and Labrador | Municipal or another local authority | Municipal or another local authority | Continuous | Quarterly | Quarterly | 0 | 390.3 | 25884 | 90 | 45 | 25 | 20 | 35 | 25 | 10 |  |  | Approved
30481 | 2021-Q2 | Lewins Cove | Lewins Cove Outfall | Lewins Cove Outfall | Newfoundland and Labrador | Municipal or another local authority | Municipal or another local authority | Continuous | Quarterly | Quarterly | 0 | 390.3 | 18068 | 91 | 55 | 25 | 30 | 57 | 25 | 32 |  |  | Approved
30481 | 2021-Q3 | Lewins Cove | Lewins Cove Outfall | Lewins Cove Outfall | Newfoundland and Labrador | Municipal or another local authority | Municipal or another local authority | Continuous | Quarterly | Quarterly | 0 | 390.3 | 11527 | 92 | 52 | 25 | 27 | 49 | 25 | 24 |  |  | Approved
30481 | 2021-Q4 | Lewins Cove | Lewins Cove Outfall | Lewins Cove Outfall | Newfoundland and Labrador | Municipal or another local authority | Municipal or another local authority | Continuous | Quarterly | Quarterly | 0 | 390.3 | 19023 | 92 | 35 | 25 | 10 | 30 | 25 | 5 |  |  | Approved
30481 | 2022-Q1 | Lewins Cove | Lewins Cove Outfall | Lewins Cove Outfall | Newfoundland and Labrador | Municipal or another local authority | Municipal or another local authority | Continuous | Quarterly | Quarterly | 0 | 204.1 | 21957 | 90 | 45 | 25 | 20 | 28 | 25 | 3 |  |  | Approved
30481 | 2022-Q2 | Lewins Cove | Lewins Cove Outfall | Lewins Cove Outfall | Newfoundland and Labrador | Municipal or another local authority | Municipal or another local authority | Continuous | Quarterly | Quarterly | 0 | 204.1 | 7573 | 91 | 73 | 25 | 48 | 49 | 25 | 24 |  |  | Approved
30481 | 2022-Q3 | Lewins Cove | Lewins Cove Outfall | Lewins Cove Outfall | Newfoundland and Labrador | Municipal or another local authority | Municipal or another local authority | Continuous | Quarterly | Quarterly | 0 | 204.1 | 15147 | 92 | 44 | 25 | 19 | 15 | 25 | -10 |  |  | Approved
30481 | 2022-Q4 | Lewins Cove | Lewins Cove Outfall | Lewins Cove Outfall | Newfoundland and Labrador | Municipal or another local authority | Municipal or another local authority | Continuous | Quarterly | Quarterly | 0 | 204.1 | 16155 | 92 | 34 | 25 | 9 | 34 | 25 | 9 |  |  | Approved
30481 | 2023-Q1 | Lewins Cove | Lewins Cove Outfall | Lewins Cove Outfall | Newfoundland and Labrador | Municipal or another local authority | Municipal or another local authority | Continuous | Quarterly | Quarterly | 0 | 166.7 | 16498 | 90 | 39 | 25 | 14 | 34 | 25 | 9 |  |  | Approved
30481 | 2023-Q2 | Lewins Cove | Lewins Cove Outfall | Lewins Cove Outfall | Newfoundland and Labrador | Municipal or another local authority | Municipal or another local authority | Continuous | Quarterly | Quarterly | 0 | 166.7 | 12311 | 91 | 29 | 25 | 4 | 27 | 25 | 2 |  |  | Approved
30481 | 2023-Q3 | Lewins Cove | Lewins Cove Outfall | Lewins Cove Outfall | Newfoundland and Labrador | Municipal or another local authority | Municipal or another local authority | Continuous | Quarterly | Quarterly | 0 | 166.7 | 9110 | 92 | 56 | 25 | 31 | 48 | 25 | 23 |  |  | Approved
30481 | 2023-Q4 | Lewins Cove | Lewins Cove Outfall | Lewins Cove Outfall | Newfoundland and Labrador | Municipal or another local authority | Municipal or another local authority | Continuous | Quarterly | Quarterly | 0 | 166.7 | 17589 | 92 | 25 | 25 | 0 | 12 | 25 | -13 |  |  | Approved
30481 | 2024-Q1 | Lewins Cove | Lewins Cove Outfall | Lewins Cove Outfall | Newfoundland and Labrador | Municipal or another local authority | Municipal or another local authority | Continuous | Quarterly | Quarterly | 0 | 152.1 | 17917 | 91 | 63 | 25 | 38 | 41 | 25 | 16 |  |  | Approved
30481 | 2024-Q2 | Lewins Cove | Lewins Cove Outfall | Lewins Cove Outfall | Newfoundland and Labrador | Municipal or another local authority | Municipal or another local authority | Continuous | Quarterly | Quarterly | 0 | 152.1 | 14273 | 91 | 35 | 25 | 10 | 60 | 25 | 35 |  |  | Approved
30481 | 2024-Q3 | Lewins Cove | Lewins Cove Outfall | Lewins Cove Outfall | Newfoundland and Labrador | Municipal or another local authority | Municipal or another local authority | Continuous | Quarterly | Quarterly | 0 | 152.1 | 3437 | 92 | 86 | 25 | 61 | 107 | 25 | 82 |  |  | Approved
30481 | 2024-Q4 | Lewins Cove | Lewins Cove Outfall | Lewins Cove Outfall | Newfoundland and Labrador | Municipal or another local authority | Municipal or another local authority | Continuous | Quarterly | Quarterly | 0 | 152.1 | 16218 | 92 | 32 | 25 | 7 | 27 | 25 | 2 |  |  | Approved
30482 | 2017-Q3 | Normans Cove-Long Cove | Normans Cove Outfall | Normans Cove-Long Cove | Newfoundland and Labrador | Municipal or another local authority | Municipal or another local authority | Continuous | Quarterly | Quarterly | 0 | 200 | 31024 | 58 | 20 | 25 | -5 | 22 | 25 | -3 |  |  | Approved
30482 | 2017-Q4 | Normans Cove-Long Cove | Normans Cove Outfall | Normans Cove-Long Cove | Newfoundland and Labrador | Municipal or another local authority | Municipal or another local authority | Continuous | Quarterly | Quarterly | 0 | 200 | 57274 | 92 | 29 | 25 | 4 | 31 | 25 | 6 |  |  | Approved
30482 | 2018-Q1 | Normans Cove-Long Cove | Normans Cove Outfall | Normans Cove-Long Cove | Newfoundland and Labrador | Municipal or another local authority | Municipal or another local authority | Continuous | Quarterly | Quarterly | 0 | 200 | 96084 | 90 | 47 | 25 | 22 | 36 | 25 | 11 |  |  | Approved
30482 | 2018-Q2 | Normans Cove-Long Cove | Normans Cove Outfall | Normans Cove-Long Cove | Newfoundland and Labrador | Municipal or another local authority | Municipal or another local authority | Continuous | Quarterly | Quarterly | 0 | 200 | 97461 | 91 | 126 | 25 | 101 | 83 | 25 | 58 |  |  | Approved
30482 | 2018-Q3 | Normans Cove-Long Cove | Normans Cove Outfall | Normans Cove-Long Cove | Newfoundland and Labrador | Municipal or another local authority | Municipal or another local authority | Continuous | Quarterly | Quarterly | 0 | 200 | 98543 | 92 | 126 | 25 | 101 | 83 | 25 | 58 |  |  | Approved
30482 | 2018-Q4 | Normans Cove-Long Cove | Normans Cove Outfall | Normans Cove-Long Cove | Newfoundland and Labrador | Municipal or another local authority | Municipal or another local authority | Continuous | Quarterly | Quarterly | 0 | 200 | 95606.8 | 92 | 101 | 25 | 76 | 140 | 25 | 115 |  |  | Approved
30482 | 2019-Q1 | Normans Cove-Long Cove | Normans Cove Outfall | Normans Cove-Long Cove | Newfoundland and Labrador | Municipal or another local authority | Municipal or another local authority | Continuous | Quarterly | Quarterly | 0 | 1062.2 | 80749 | 90 | 113 | 25 | 88 | 328 | 25 | 303 |  |  | Approved
30482 | 2019-Q2 | Normans Cove-Long Cove | Normans Cove Outfall | Normans Cove-Long Cove | Newfoundland and Labrador | Municipal or another local authority | Municipal or another local authority | Continuous | Quarterly | Quarterly | 0 | 1062.2 | 73796 | 91 | 135 | 25 | 110 | 124 | 25 | 99 |  |  | Approved
30482 | 2019-Q3 | Normans Cove-Long Cove | Normans Cove Outfall | Normans Cove-Long Cove | Newfoundland and Labrador | Municipal or another local authority | Municipal or another local authority | Continuous | Quarterly | Quarterly | 0 | 1062.2 | 60001 | 92 | 135 | 25 | 110 | 252 | 25 | 227 |  |  | Approved
30482 | 2019-Q4 | Normans Cove-Long Cove | Normans Cove Outfall | Normans Cove-Long Cove | Newfoundland and Labrador | Municipal or another local authority | Municipal or another local authority | Continuous | Quarterly | Quarterly | 0 | 1062.2 | 81498 | 92 | 149 | 25 | 124 | 270 | 25 | 245 |  |  | Approved
30482 | 2020-Q1 | Normans Cove-Long Cove | Normans Cove Outfall | Normans Cove-Long Cove | Newfoundland and Labrador | Municipal or another local authority | Municipal or another local authority | Continuous | Quarterly | Quarterly | 0 | 811.1 | 88907 | 91 | 146 | 25 | 121 | 156 | 25 | 131 |  |  | Approved
30482 | 2020-Q2 | Normans Cove-Long Cove | Normans Cove Outfall | Normans Cove-Long Cove | Newfoundland and Labrador | Municipal or another local authority | Municipal or another local authority | Continuous | Quarterly | Quarterly | 0 | 811.1 | 115024 | 91 | 82 | 25 | 57 | 999 | 25 | 974 |  |  | Approved
30482 | 2020-Q3 | Normans Cove-Long Cove | Normans Cove Outfall | Normans Cove-Long Cove | Newfoundland and Labrador | Municipal or another local authority | Municipal or another local authority | Continuous | Quarterly | Quarterly | 0 | 811.1 | 50959 | 92 | 112 | 25 | 87 | 226 | 25 | 201 |  |  | Approved
30482 | 2020-Q4 | Normans Cove-Long Cove | Normans Cove Outfall | Normans Cove-Long Cove | Newfoundland and Labrador | Municipal or another local authority | Municipal or another local authority | Continuous | Quarterly | Quarterly | 0 | 811.1 | 80504 | 92 | 72 | 25 | 47 | 82 | 25 | 57 |  |  | Approved
30482 | 2021-Q1 | Normans Cove-Long Cove | Normans Cove Outfall | Normans Cove-Long Cove | Newfoundland and Labrador | Municipal or another local authority | Municipal or another local authority | Continuous | Quarterly | Quarterly | 0 | 916.4 | 59258 | 90 | 148 | 25 | 123 | 223 | 25 | 198 |  |  | Approved
30482 | 2021-Q2 | Normans Cove-Long Cove | Normans Cove Outfall | Normans Cove-Long Cove | Newfoundland and Labrador | Municipal or another local authority | Municipal or another local authority | Continuous | Quarterly | Quarterly | 0 | 916.4 | 38056 | 91 | 138 | 25 | 113 | 261 | 25 | 236 |  |  | Approved
30482 | 2021-Q3 | Normans Cove-Long Cove | Normans Cove Outfall | Normans Cove-Long Cove | Newfoundland and Labrador | Municipal or another local authority | Municipal or another local authority | Continuous | Quarterly | Quarterly | 0 | 916.4 | 52794 | 92 | 155 | 25 | 130 | 999 | 25 | 974 |  |  | Approved
30482 | 2021-Q4 | Normans Cove-Long Cove | Normans Cove Outfall | Normans Cove-Long Cove | Newfoundland and Labrador | Municipal or another local authority | Municipal or another local authority | Continuous | Quarterly | Quarterly | 0 | 916.4 | 80224 | 92 | 83 | 25 | 58 | 43 | 25 | 18 |  |  | Approved
30482 | 2022-Q1 | Normans Cove-Long Cove | Normans Cove Outfall | Normans Cove-Long Cove | Newfoundland and Labrador | Municipal or another local authority | Municipal or another local authority | Continuous | Quarterly | Quarterly | 0 | 631 | 76603 | 90 | 64 | 25 | 39 | 74 | 25 | 49 |  |  | Approved
30482 | 2022-Q2 | Normans Cove-Long Cove | Normans Cove Outfall | Normans Cove-Long Cove | Newfoundland and Labrador | Municipal or another local authority | Municipal or another local authority | Continuous | Quarterly | Quarterly | 0 | 631 | 34245 | 91 | 167 | 25 | 142 | 0 | 25 | -25 |  |  | Approved
30482 | 2022-Q3 | Normans Cove-Long Cove | Normans Cove Outfall | Normans Cove-Long Cove | Newfoundland and Labrador | Municipal or another local authority | Municipal or another local authority | Continuous | Quarterly | Quarterly | 0 | 631 | 20099 | 92 | 125 | 25 | 100 | 76 | 25 | 51 |  |  | Approved
30482 | 2022-Q4 | Normans Cove-Long Cove | Normans Cove Outfall | Normans Cove-Long Cove | Newfoundland and Labrador | Municipal or another local authority | Municipal or another local authority | Continuous | Quarterly | Quarterly | 0 | 631 | 80364 | 92 | 157 | 25 | 132 | 98 | 25 | 73 |  |  | Approved
30482 | 2023-Q1 | Normans Cove-Long Cove | Normans Cove Outfall | Normans Cove-Long Cove | Newfoundland and Labrador | Municipal or another local authority | Municipal or another local authority | Continuous | Quarterly | Quarterly | 0 | 578.9 | 49241 | 90 | 121 | 25 | 96 | 101 | 25 | 76 |  |  | Approved
30482 | 2023-Q2 | Normans Cove-Long Cove | Normans Cove Outfall | Normans Cove-Long Cove | Newfoundland and Labrador | Municipal or another local authority | Municipal or another local authority | Continuous | Quarterly | Quarterly | 0 | 578.9 | 46439 | 91 | 109 | 25 | 84 | 63 | 25 | 38 |  |  | Approved
30482 | 2023-Q3 | Normans Cove-Long Cove | Normans Cove Outfall | Normans Cove-Long Cove | Newfoundland and Labrador | Municipal or another local authority | Municipal or another local authority | Continuous | Quarterly | Quarterly | 0 | 578.9 | 38327 | 92 | 90 | 25 | 65 | 68 | 25 | 43 |  |  | Approved
30482 | 2023-Q4 | Normans Cove-Long Cove | Normans Cove Outfall | Normans Cove-Long Cove | Newfoundland and Labrador | Municipal or another local authority | Municipal or another local authority | Continuous | Quarterly | Quarterly | 0 | 578.9 | 48258 | 92 | 89 | 25 | 64 | 50 | 25 | 25 |  |  | Approved
30482 | 2024-Q1 | Normans Cove-Long Cove | Normans Cove Outfall | Normans Cove-Long Cove | Newfoundland and Labrador | Municipal or another local authority | Municipal or another local authority | Continuous | Quarterly | Quarterly | 0 | 499.4 | 71646 | 91 | 101 | 25 | 76 | 158 | 25 | 133 |  |  | Approved
30482 | 2024-Q2 | Normans Cove-Long Cove | Normans Cove Outfall | Normans Cove-Long Cove | Newfoundland and Labrador | Municipal or another local authority | Municipal or another local authority | Continuous | Quarterly | Quarterly | 0 | 499.4 | 62173 | 91 | 81 | 25 | 56 | 73 | 25 | 48 |  |  | Approved
30482 | 2024-Q3 | Normans Cove-Long Cove | Normans Cove Outfall | Normans Cove-Long Cove | Newfoundland and Labrador | Municipal or another local authority | Municipal or another local authority | Continuous | Quarterly | Quarterly | 0 | 499.4 | 30820 | 92 | 94 | 25 | 69 | 81 | 25 | 56 |  |  | Approved
30482 | 2024-Q4 | Normans Cove-Long Cove | Normans Cove Outfall | Normans Cove-Long Cove | Newfoundland and Labrador | Municipal or another local authority | Municipal or another local authority | Continuous | Quarterly | Quarterly | 0 | 499.4 | 68176 | 92 | 94 | 25 | 69 | 125 | 25 | 100 |  |  | Approved
30483 | 2017-Q4 | L'Anse au Clair | L'Anse Outfall | L'Anse au Clair | Newfoundland and Labrador | Municipal or another local authority | Municipal or another local authority | Continuous | Quarterly | Quarterly | 0 | 200 | 11920 | 92 | 27 | 25 | 2 | 30 | 25 | 5 |  |  | Approved
30483 | 2018-Q1 | L'Anse au Clair | L'Anse Outfall | L'Anse au Clair | Newfoundland and Labrador | Municipal or another local authority | Municipal or another local authority | Continuous | Quarterly | Quarterly | 0 | 200 | 18086 | 90 | 62 | 25 | 37 | 91 | 25 | 66 |  |  | Approved
30483 | 2018-Q2 | L'Anse au Clair | L'Anse Outfall | L'Anse au Clair | Newfoundland and Labrador | Municipal or another local authority | Municipal or another local authority | Continuous | Quarterly | Quarterly | 0 | 200 | 9918 | 91 | 90 | 25 | 65 | 98 | 25 | 73 |  |  | Approved
30483 | 2018-Q3 | L'Anse au Clair | L'Anse Outfall | L'Anse au Clair | Newfoundland and Labrador | Municipal or another local authority | Municipal or another local authority | Continuous | Quarterly | Quarterly | 0 | 200 | 5167 | 92 | 87 | 25 | 62 | 59 | 25 | 34 |  |  | Approved
30483 | 2018-Q4 | L'Anse au Clair | L'Anse Outfall | L'Anse au Clair | Newfoundland and Labrador | Municipal or another local authority | Municipal or another local authority | Continuous | Quarterly | Quarterly | 0 | 200 | 4909.1 | 92 | 30 | 25 | 5 | 46 | 25 | 21 |  |  | Approved
30483 | 2019-Q1 | L'Anse au Clair | L'Anse Outfall | L'Anse au Clair | Newfoundland and Labrador | Municipal or another local authority | Municipal or another local authority | Continuous | Quarterly | Quarterly | 0 | 104.3 | 16059 | 90 | 32 | 25 | 7 | 70 | 25 | 45 |  |  | Approved
30483 | 2019-Q2 | L'Anse au Clair | L'Anse Outfall | L'Anse au Clair | Newfoundland and Labrador | Municipal or another local authority | Municipal or another local authority | Continuous | Quarterly | Quarterly | 0 | 104.3 | 17932 | 91 | 141 | 25 | 116 | 117 | 25 | 92 |  |  | Approved
30483 | 2019-Q3 | L'Anse au Clair | L'Anse Outfall | L'Anse au Clair | Newfoundland and Labrador | Municipal or another local authority | Municipal or another local authority | Continuous | Quarterly | Quarterly | 0 | 104.3 | 3043 | 92 | 111 | 25 | 86 | 308 | 25 | 283 |  |  | Approved
30483 | 2019-Q4 | L'Anse au Clair | L'Anse Outfall | L'Anse au Clair | Newfoundland and Labrador | Municipal or another local authority | Municipal or another local authority | Continuous | Quarterly | Quarterly | 0 | 104.3 | 9752 | 92 | 90 | 25 | 65 | 68 | 25 | 43 |  |  | Approved
30483 | 2020-Q1 | L'Anse au Clair | L'Anse Outfall | L'Anse au Clair | Newfoundland and Labrador | Municipal or another local authority | Municipal or another local authority | Continuous | Quarterly | Quarterly | 0 | 128.2 | 3549 | 91 | 81 | 25 | 56 | 131 | 25 | 106 |  |  | Approved
30483 | 2020-Q2 | L'Anse au Clair | L'Anse Outfall | L'Anse au Clair | Newfoundland and Labrador | Municipal or another local authority | Municipal or another local authority | Continuous | Quarterly | Quarterly | 0 | 128.2 | 4914 | 91 | 95 | 25 | 70 | 59 | 25 | 34 |  |  | Approved
30483 | 2020-Q3 | L'Anse au Clair | L'Anse Outfall | L'Anse au Clair | Newfoundland and Labrador | Municipal or another local authority | Municipal or another local authority | Continuous | Quarterly | Quarterly | 0 | 128.2 | 2540 | 92 | 148 | 25 | 123 | 82 | 25 | 57 |  |  | Approved
30483 | 2020-Q4 | L'Anse au Clair | L'Anse Outfall | L'Anse au Clair | Newfoundland and Labrador | Municipal or another local authority | Municipal or another local authority | Continuous | Quarterly | Quarterly | 0 | 128.2 | 2822 | 92 | 132 | 25 | 107 | 166 | 25 | 141 |  |  | Approved
30483 | 2021-Q1 | L'Anse au Clair | L'Anse Outfall | L'Anse au Clair | Newfoundland and Labrador | Municipal or another local authority | Municipal or another local authority | Continuous | Quarterly | Quarterly | 0 | 37.8 | 3010 | 90 | 175 | 25 | 150 | 138 | 25 | 113 |  |  | Approved
30483 | 2021-Q2 | L'Anse au Clair | L'Anse Outfall | L'Anse au Clair | Newfoundland and Labrador | Municipal or another local authority | Municipal or another local authority | Continuous | Quarterly | Quarterly | 0 | 37.8 | 4211 | 91 | 85 | 25 | 60 | 78 | 25 | 53 |  |  | Approved
30483 | 2021-Q3 | L'Anse au Clair | L'Anse Outfall | L'Anse au Clair | Newfoundland and Labrador | Municipal or another local authority | Municipal or another local authority | Continuous | Quarterly | Quarterly | 0 | 37.8 | 2408 | 92 | 169 | 25 | 144 | 231 | 25 | 206 |  |  | Approved
30483 | 2021-Q4 | L'Anse au Clair | L'Anse Outfall | L'Anse au Clair | Newfoundland and Labrador | Municipal or another local authority | Municipal or another local authority | Continuous | Quarterly | Quarterly | 0 | 37.8 | 2093 | 92 | 183 | 25 | 158 | 138 | 25 | 113 |  |  | Approved
30517 | 2018-Q1 | Town of Marystown | Bakers Cove | Marystown | Newfoundland and Labrador | Municipal or another local authority | Municipal or another local authority | Continuous | Quarterly | Quarterly | 0 | 584 | 33226 | 31 | 110 | 25 | 85 | 234 | 25 | 209 |  |  | Approved
30517 | 2018-Q2 | Town of Marystown | Bakers Cove | Marystown | Newfoundland and Labrador | Municipal or another local authority | Municipal or another local authority | Continuous | Quarterly | Quarterly | 0 | 584 | 99680 | 91 | 130 | 25 | 105 | 106 | 25 | 81 |  |  | Approved
30517 | 2018-Q3 | Town of Marystown | Bakers Cove | Marystown | Newfoundland and Labrador | Municipal or another local authority | Municipal or another local authority | Continuous | Quarterly | Quarterly | 0 | 584 | 77213 | 92 | 145 | 25 | 120 | 166 | 25 | 141 |  |  | Approved
30517 | 2018-Q4 | Town of Marystown | Bakers Cove | Marystown | Newfoundland and Labrador | Municipal or another local authority | Municipal or another local authority | Continuous | Quarterly | Quarterly | 0 | 584 | 120180.9 | 92 | 91 | 25 | 66 | 159 | 25 | 134 |  |  | Approved
30517 | 2019-Q1 | Town of Marystown | Bakers Cove | Marystown | Newfoundland and Labrador | Municipal or another local authority | Municipal or another local authority | Continuous | Quarterly | Quarterly | 0 | 904.9 | 88091 | 90 | 131 | 25 | 106 | 275 | 25 | 250 |  |  | Approved
30517 | 2019-Q2 | Town of Marystown | Bakers Cove | Marystown | Newfoundland and Labrador | Municipal or another local authority | Municipal or another local authority | Continuous | Quarterly | Quarterly | 0 | 904.9 | 79774 | 91 | 67 | 25 | 42 | 55 | 25 | 30 |  |  | Approved
30517 | 2019-Q3 | Town of Marystown | Bakers Cove | Marystown | Newfoundland and Labrador | Municipal or another local authority | Municipal or another local authority | Continuous | Quarterly | Quarterly | 0 | 904.9 | 58083 | 92 | 104 | 25 | 79 | 147 | 25 | 122 |  |  | Approved
30517 | 2019-Q4 | Town of Marystown | Bakers Cove | Marystown | Newfoundland and Labrador | Municipal or another local authority | Municipal or another local authority | Continuous | Quarterly | Quarterly | 0 | 904.9 | 61100 | 92 | 88 | 25 | 63 | 145 | 25 | 120 |  |  | Approved
30517 | 2020-Q1 | Town of Marystown | Bakers Cove | Marystown | Newfoundland and Labrador | Municipal or another local authority | Municipal or another local authority | Continuous | Quarterly | Quarterly | 0 | 786.4 | 56147 | 91 | 96 | 25 | 71 | 127 | 25 | 102 |  |  | Approved
30517 | 2020-Q2 | Town of Marystown | Bakers Cove | Marystown | Newfoundland and Labrador | Municipal or another local authority | Municipal or another local authority | Continuous | Quarterly | Quarterly | 0 | 786.4 | 73073 | 91 | 120 | 25 | 95 | 74 | 25 | 49 |  |  | Approved
30517 | 2020-Q3 | Town of Marystown | Bakers Cove | Marystown | Newfoundland and Labrador | Municipal or another local authority | Municipal or another local authority | Continuous | Quarterly | Quarterly | 0 | 786.4 | 56888 | 92 | 120 | 25 | 95 | 81 | 25 | 56 |  |  | Approved
30517 | 2020-Q4 | Town of Marystown | Bakers Cove | Marystown | Newfoundland and Labrador | Municipal or another local authority | Municipal or another local authority | Continuous | Quarterly | Quarterly | 0 | 786.4 | 62411 | 92 | 122 | 25 | 97 | 135 | 25 | 110 |  |  | Approved
30517 | 2021-Q1 | Town of Marystown | Bakers Cove | Marystown | Newfoundland and Labrador | Municipal or another local authority | Municipal or another local authority | Continuous | Quarterly | Quarterly | 0 | 679 | 63812 | 90 | 107 | 25 | 82 | 114 | 25 | 89 |  |  | Approved
30517 | 2021-Q2 | Town of Marystown | Bakers Cove | Marystown | Newfoundland and Labrador | Municipal or another local authority | Municipal or another local authority | Continuous | Quarterly | Quarterly | 0 | 679 | 55205 | 91 | 97 | 25 | 72 | 82 | 25 | 57 |  |  | Approved
30517 | 2021-Q3 | Town of Marystown | Bakers Cove | Marystown | Newfoundland and Labrador | Municipal or another local authority | Municipal or another local authority | Continuous | Quarterly | Quarterly | 0 | 679 | 32958 | 92 | 133 | 25 | 108 | 145 | 25 | 120 |  |  | Approved
30517 | 2021-Q4 | Town of Marystown | Bakers Cove | Marystown | Newfoundland and Labrador | Municipal or another local authority | Municipal or another local authority | Continuous | Quarterly | Quarterly | 0 | 679 | 36790 | 92 | 155 | 25 | 130 | 105 | 25 | 80 |  |  | Approved
30517 | 2022-Q1 | Town of Marystown | Bakers Cove | Marystown | Newfoundland and Labrador | Municipal or another local authority | Municipal or another local authority | Continuous | Quarterly | Quarterly | 0 | 517.2 | 46327 | 90 | 107 | 25 | 82 | 70 | 25 | 45 |  |  | Approved
30517 | 2022-Q2 | Town of Marystown | Bakers Cove | Marystown | Newfoundland and Labrador | Municipal or another local authority | Municipal or another local authority | Continuous | Quarterly | Quarterly | 0 | 517.2 | 27231 | 91 | 153 | 25 | 128 | 106 | 25 | 81 |  |  | Approved
30517 | 2022-Q3 | Town of Marystown | Bakers Cove | Marystown | Newfoundland and Labrador | Municipal or another local authority | Municipal or another local authority | Continuous | Quarterly | Quarterly | 0 | 517.2 | 25962 | 92 | 139 | 25 | 114 | 137 | 25 | 112 |  |  | Approved
30517 | 2022-Q4 | Town of Marystown | Bakers Cove | Marystown | Newfoundland and Labrador | Municipal or another local authority | Municipal or another local authority | Continuous | Quarterly | Quarterly | 0 | 517.2 | 46832 | 92 | 113 | 25 | 88 | 62 | 25 | 37 |  |  | Approved
30517 | 2023-Q1 | Town of Marystown | Bakers Cove | Marystown | Newfoundland and Labrador | Municipal or another local authority | Municipal or another local authority | Continuous | Quarterly | Quarterly | 0 | 401 | 39458 | 90 | 108 | 25 | 83 | 68 | 25 | 43 |  |  | Approved
30517 | 2023-Q2 | Town of Marystown | Bakers Cove | Marystown | Newfoundland and Labrador | Municipal or another local authority | Municipal or another local authority | Continuous | Quarterly | Quarterly | 0 | 401 | 34181 | 91 | 184 | 25 | 159 | 153 | 25 | 128 |  |  | Approved
30517 | 2023-Q3 | Town of Marystown | Bakers Cove | Marystown | Newfoundland and Labrador | Municipal or another local authority | Municipal or another local authority | Continuous | Quarterly | Quarterly | 0 | 401 | 40112 | 92 | 114 | 25 | 89 | 76 | 25 | 51 |  |  | Approved
30517 | 2023-Q4 | Town of Marystown | Bakers Cove | Marystown | Newfoundland and Labrador | Municipal or another local authority | Municipal or another local authority | Continuous | Quarterly | Quarterly | 0 | 401 | 63749 | 92 | 106 | 25 | 81 | 86 | 25 | 61 |  |  | Approved
30517 | 2024-Q1 | Randy Brockerville | Bakers Cove | Marystown | Newfoundland and Labrador | Municipal or another local authority | Municipal or another local authority | Continuous | Quarterly | Quarterly | 0 | 486.3 | 62651 | 91 | 128 | 25 | 103 | 129 | 25 | 104 |  |  | Approved
30517 | 2024-Q2 | Randy Brockerville | Bakers Cove | Marystown | Newfoundland and Labrador | Municipal or another local authority | Municipal or another local authority | Continuous | Quarterly | Quarterly | 0 | 486.3 | 48898 | 91 | 96 | 25 | 71 | 127 | 25 | 102 |  |  | Approved
30517 | 2024-Q3 | Randy Brockerville | Bakers Cove | Marystown | Newfoundland and Labrador | Municipal or another local authority | Municipal or another local authority | Continuous | Quarterly | Quarterly | 0 | 486.3 | 39387 | 92 | 90 | 25 | 65 | 99 | 25 | 74 |  |  | Approved
30517 | 2024-Q4 | Randy Brockerville | Bakers Cove | Marystown | Newfoundland and Labrador | Municipal or another local authority | Municipal or another local authority | Continuous | Quarterly | Quarterly | 0 | 486.3 | 68839 | 92 | 69 | 25 | 44 | 93 | 25 | 68 |  |  | Approved
30520 | 2018-Q1 | Town of St. Paul's | St. Paul's Outfall | St. Paul's | Newfoundland and Labrador | Municipal or another local authority | Municipal or another local authority | Continuous | Quarterly | Quarterly | 0 | 100 | 22765 | 51 | 60 | 25 | 35 | 51 | 25 | 26 |  |  | Approved
30520 | 2018-Q2 | Town of St. Paul's | St. Paul's Outfall | St. Paul's | Newfoundland and Labrador | Municipal or another local authority | Municipal or another local authority | Continuous | Quarterly | Quarterly | 0 | 100 | 56387 | 91 | 72 | 25 | 47 | 109 | 25 | 84 |  |  | Approved
30520 | 2018-Q3 | Town of St. Paul's | St. Paul's Outfall | St. Paul's | Newfoundland and Labrador | Municipal or another local authority | Municipal or another local authority | Continuous | Quarterly | Quarterly | 0 | 100 | 42082 | 92 | 72 | 25 | 47 | 80 | 25 | 55 |  |  | Approved
30520 | 2018-Q4 | Town of St. Paul's | St. Paul's Outfall | St. Paul's | Newfoundland and Labrador | Municipal or another local authority | Municipal or another local authority | Continuous | Quarterly | Quarterly | 0 | 100 | 54619 | 92 | 32 | 25 | 7 | 26 | 25 | 1 |  |  | Approved
30520 | 2019-Q1 | Town of St. Paul's | St. Paul's Outfall | St. Paul's | Newfoundland and Labrador | Municipal or another local authority | Municipal or another local authority | Continuous | Quarterly | Quarterly | 0 | 481.8 | 45650 | 90 | 75 | 25 | 50 | 63 | 25 | 38 |  |  | Approved
30520 | 2019-Q2 | Town of St. Paul's | St. Paul's Outfall | St. Paul's | Newfoundland and Labrador | Municipal or another local authority | Municipal or another local authority | Continuous | Quarterly | Quarterly | 0 | 481.8 | 52479 | 91 | 38 | 25 | 13 | 29 | 25 | 4 |  |  | Approved
30520 | 2019-Q3 | Town of St. Paul's | St. Paul's Outfall | St. Paul's | Newfoundland and Labrador | Municipal or another local authority | Municipal or another local authority | Continuous | Quarterly | Quarterly | 0 | 481.8 | 25626 | 92 | 77 | 25 | 52 | 91 | 25 | 66 |  |  | Approved
30520 | 2019-Q4 | Town of St. Paul's | St. Paul's Outfall | St. Paul's | Newfoundland and Labrador | Municipal or another local authority | Municipal or another local authority | Continuous | Quarterly | Quarterly | 0 | 481.8 | 100212 | 92 | 83 | 25 | 58 | 128 | 25 | 103 |  |  | Approved
30520 | 2020-Q1 | Town of St. Paul's | St. Paul's Outfall | St. Paul's | Newfoundland and Labrador | Municipal or another local authority | Municipal or another local authority | Continuous | Quarterly | Quarterly | 0 | 613.6 | 20930 | 91 | 84 | 25 | 59 | 106 | 25 | 81 |  |  | Approved
30520 | 2020-Q2 | Town of St. Paul's | St. Paul's Outfall | St. Paul's | Newfoundland and Labrador | Municipal or another local authority | Municipal or another local authority | Continuous | Quarterly | Quarterly | 0 | 613.6 | 137683 | 91 | 105 | 25 | 80 | 47 | 25 | 22 |  |  | Approved
30520 | 2020-Q3 | Town of St. Paul's | St. Paul's Outfall | St. Paul's | Newfoundland and Labrador | Municipal or another local authority | Municipal or another local authority | Continuous | Quarterly | Quarterly | 0 | 613.6 | 35514 | 92 | 78 | 25 | 53 | 89 | 25 | 64 |  |  | Approved
30520 | 2020-Q4 | Town of St. Paul's | St. Paul's Outfall | St. Paul's | Newfoundland and Labrador | Municipal or another local authority | Municipal or another local authority | Continuous | Quarterly | Quarterly | 0 | 613.6 | 20504 | 92 | 62 | 25 | 37 | 52 | 25 | 27 |  |  | Approved
30520 | 2021-Q1 | Town of St. Paul's | St. Paul's Outfall | St. Paul's | Newfoundland and Labrador | Municipal or another local authority | Municipal or another local authority | Continuous | Quarterly | Quarterly | 0 | 586.4 | 15219 | 90 | 121 | 25 | 96 | 132 | 25 | 107 |  |  | Approved
30520 | 2021-Q2 | Town of St. Paul's | St. Paul's Outfall | St. Paul's | Newfoundland and Labrador | Municipal or another local authority | Municipal or another local authority | Continuous | Quarterly | Quarterly | 0 | 586.4 | 30378 | 91 | 47 | 25 | 22 | 35 | 25 | 10 |  |  | Approved
30520 | 2021-Q3 | Town of St. Paul's | St. Paul's Outfall | St. Paul's | Newfoundland and Labrador | Municipal or another local authority | Municipal or another local authority | Continuous | Quarterly | Quarterly | 0 | 586.4 | 42271 | 92 | 59 | 25 | 34 | 35 | 25 | 10 |  |  | Approved
30520 | 2021-Q4 | Town of St. Paul's | St. Paul's Outfall | St. Paul's | Newfoundland and Labrador | Municipal or another local authority | Municipal or another local authority | Continuous | Quarterly | Quarterly | 0 | 586.4 | 24283 | 92 | 57 | 25 | 32 | 35 | 25 | 10 |  |  | Approved
30520 | 2022-Q1 | Town of St. Paul's | St. Paul's Outfall | St. Paul's | Newfoundland and Labrador | Municipal or another local authority | Municipal or another local authority | Continuous | Quarterly | Quarterly | 0 | 307.3 | 47184 | 90 | 44 | 25 | 19 | 27 | 25 | 2 |  |  | Approved
30520 | 2022-Q2 | Town of St. Paul's | St. Paul's Outfall | St. Paul's | Newfoundland and Labrador | Municipal or another local authority | Municipal or another local authority | Continuous | Quarterly | Quarterly | 0 | 307.3 | 78369 | 91 | 59 | 25 | 34 | 44 | 25 | 19 |  |  | Approved
30520 | 2022-Q3 | Town of St. Paul's | St. Paul's Outfall | St. Paul's | Newfoundland and Labrador | Municipal or another local authority | Municipal or another local authority | Continuous | Quarterly | Quarterly | 0 | 307.3 | 26791 | 92 | 105 | 25 | 80 | 110 | 25 | 85 |  |  | Approved
30520 | 2022-Q4 | Town of St. Paul's | St. Paul's Outfall | St. Paul's | Newfoundland and Labrador | Municipal or another local authority | Municipal or another local authority | Continuous | Quarterly | Quarterly | 0 | 307.3 | 57286 | 92 | 110 | 25 | 85 | 110 | 25 | 85 |  |  | Approved
30520 | 2023-Q1 | Town of St. Paul's | St. Paul's Outfall | St. Paul's | Newfoundland and Labrador | Municipal or another local authority | Municipal or another local authority | Continuous | Quarterly | Quarterly | 0 | 574.3 | 94468 | 90 | 39 | 25 | 14 | 52 | 25 | 27 |  |  | Approved
30520 | 2023-Q2 | Town of St. Paul's | St. Paul's Outfall | St. Paul's | Newfoundland and Labrador | Municipal or another local authority | Municipal or another local authority | Continuous | Quarterly | Quarterly | 0 | 574.3 | 100468 | 91 | 52 | 25 | 27 | 118 | 25 | 93 |  |  | Approved
30520 | 2023-Q3 | Town of St. Paul's | St. Paul's Outfall | St. Paul's | Newfoundland and Labrador | Municipal or another local authority | Municipal or another local authority | Continuous | Quarterly | Quarterly | 0 | 574.3 | 55823 | 92 | 70 | 25 | 45 | 82 | 25 | 57 |  |  | Approved
30520 | 2023-Q4 | Town of St. Paul's | St. Paul's Outfall | St. Paul's | Newfoundland and Labrador | Municipal or another local authority | Municipal or another local authority | Continuous | Quarterly | Quarterly | 0 | 574.3 | 50190 | 92 | 107 | 25 | 82 | 174 | 25 | 149 |  |  | Approved
30520 | 2024-Q1 | Town of St. Paul's | St. Paul's Outfall | St. Paul's | Newfoundland and Labrador | Municipal or another local authority | Municipal or another local authority | Continuous | Quarterly | Quarterly | 0 | 824.5 | 42403 | 91 | 79 | 25 | 54 | 71 | 25 | 46 |  |  | Approved
30520 | 2024-Q2 | Town of St. Paul's | St. Paul's Outfall | St. Paul's | Newfoundland and Labrador | Municipal or another local authority | Municipal or another local authority | Continuous | Quarterly | Quarterly | 0 | 824.5 | 39075 | 91 | 101 | 25 | 76 | 101 | 25 | 76 |  |  | Approved
30520 | 2024-Q3 | Town of St. Paul's | St. Paul's Outfall | St. Paul's | Newfoundland and Labrador | Municipal or another local authority | Municipal or another local authority | Continuous | Quarterly | Quarterly | 0 | 824.5 | 18131 | 92 | 43 | 25 | 18 | 45 | 25 | 20 |  |  | Approved
30520 | 2024-Q4 | Town of St. Paul's | St. Paul's Outfall | St. Paul's | Newfoundland and Labrador | Municipal or another local authority | Municipal or another local authority | Continuous | Quarterly | Quarterly | 0 | 824.5 | 10590 | 92 | 75 | 25 | 50 | 99 | 25 | 74 |  |  | Approved
30524 | 2017-Q3 | Town of Daniel's Harbour | Wastewater Outfall | Daniel's Harbour | Newfoundland and Labrador | Municipal or another local authority | Municipal or another local authority | Continuous | Quarterly | Quarterly | 0 | 100 | 9200 | 92 | 0 | 25 | -25 | 0 | 25 | -25 |  |  | Approved
30524 | 2017-Q4 | Town of Daniel's Harbour | Wastewater Outfall | Daniel's Harbour | Newfoundland and Labrador | Municipal or another local authority | Municipal or another local authority | Continuous | Quarterly | Quarterly | 0 | 100 | 22378 | 51 | 24 | 25 | -1 | 26 | 25 | 1 |  |  | Approved
30524 | 2018-Q1 | Town of Daniel's Harbour | Wastewater Outfall | Daniel's Harbour | Newfoundland and Labrador | Municipal or another local authority | Municipal or another local authority | Continuous | Quarterly | Quarterly | 0 | 100 | 56379 | 90 | 61 | 25 | 36 | 109 | 25 | 84 |  |  | Approved
30524 | 2018-Q2 | Town of Daniel's Harbour | Wastewater Outfall | Daniel's Harbour | Newfoundland and Labrador | Municipal or another local authority | Municipal or another local authority | Continuous | Quarterly | Quarterly | 0 | 100 | 55615 | 91 | 119 | 25 | 94 | 147 | 25 | 122 |  |  | Approved
30524 | 2018-Q3 | Town of Daniel's Harbour | Wastewater Outfall | Daniel's Harbour | Newfoundland and Labrador | Municipal or another local authority | Municipal or another local authority | Continuous | Quarterly | Quarterly | 0 | 100 | 40347 | 92 | 41 | 25 | 16 | 44 | 25 | 19 |  |  | Approved
30524 | 2018-Q4 | Town of Daniel's Harbour | Wastewater Outfall | Daniel's Harbour | Newfoundland and Labrador | Municipal or another local authority | Municipal or another local authority | Continuous | Quarterly | Quarterly | 0 | 100 | 66626.3 | 92 | 52 | 25 | 27 | 45 | 25 | 20 |  |  | Approved
30524 | 2019-Q1 | Town of Daniel's Harbour | Wastewater Outfall | Daniel's Harbour | Newfoundland and Labrador | Municipal or another local authority | Municipal or another local authority | Continuous | Quarterly | Quarterly | 0 | 599.9 | 31349 | 90 | 150 | 25 | 125 | 279 | 25 | 254 |  |  | Approved
30524 | 2019-Q2 | Town of Daniel's Harbour | Wastewater Outfall | Daniel's Harbour | Newfoundland and Labrador | Municipal or another local authority | Municipal or another local authority | Continuous | Quarterly | Quarterly | 0 | 599.9 | 59446 | 91 | 27 | 25 | 2 | 26 | 25 | 1 |  |  | Approved
30524 | 2019-Q3 | Town of Daniel's Harbour | Wastewater Outfall | Daniel's Harbour | Newfoundland and Labrador | Municipal or another local authority | Municipal or another local authority | Continuous | Quarterly | Quarterly | 0 | 599.9 | 39480 | 92 | 80 | 25 | 55 | 62 | 25 | 37 |  |  | Approved
30524 | 2019-Q4 | Town of Daniel's Harbour | Wastewater Outfall | Daniel's Harbour | Newfoundland and Labrador | Municipal or another local authority | Municipal or another local authority | Continuous | Quarterly | Quarterly | 0 | 599.9 | 63625 | 92 | 40 | 25 | 15 | 42 | 25 | 17 |  |  | Approved
30524 | 2020-Q1 | Town of Daniel's Harbour | Wastewater Outfall | Daniel's Harbour | Newfoundland and Labrador | Municipal or another local authority | Municipal or another local authority | Continuous | Quarterly | Quarterly | 0 | 531.2 | 38766 | 91 | 44 | 25 | 19 | 44 | 25 | 19 |  |  | Approved
30524 | 2020-Q2 | Town of Daniel's Harbour | Wastewater Outfall | Daniel's Harbour | Newfoundland and Labrador | Municipal or another local authority | Municipal or another local authority | Continuous | Quarterly | Quarterly | 0 | 531.2 | 60333 | 91 | 48 | 25 | 23 | 46 | 25 | 21 |  |  | Approved
30524 | 2020-Q3 | Town of Daniel's Harbour | Wastewater Outfall | Daniel's Harbour | Newfoundland and Labrador | Municipal or another local authority | Municipal or another local authority | Continuous | Quarterly | Quarterly | 0 | 531.2 | 30746 | 92 | 103 | 25 | 78 | 459 | 25 | 434 |  |  | Approved
30524 | 2020-Q4 | Town of Daniel's Harbour | Wastewater Outfall | Daniel's Harbour | Newfoundland and Labrador | Municipal or another local authority | Municipal or another local authority | Continuous | Quarterly | Quarterly | 0 | 531.2 | 44304 | 92 | 54 | 25 | 29 | 22 | 25 | -3 |  |  | Approved
30524 | 2021-Q1 | Town of Daniel's Harbour | Wastewater Outfall | Daniel's Harbour | Newfoundland and Labrador | Municipal or another local authority | Municipal or another local authority | Continuous | Quarterly | Quarterly | 0 | 475.8 | 56040 | 90 | 65 | 25 | 40 | 55 | 25 | 30 |  |  | Approved
30524 | 2021-Q2 | Town of Daniel's Harbour | Wastewater Outfall | Daniel's Harbour | Newfoundland and Labrador | Municipal or another local authority | Municipal or another local authority | Continuous | Quarterly | Quarterly | 0 | 475.8 | 49331 | 91 | 60 | 25 | 35 | 36 | 25 | 11 |  |  | Approved
30524 | 2021-Q3 | Town of Daniel's Harbour | Wastewater Outfall | Daniel's Harbour | Newfoundland and Labrador | Municipal or another local authority | Municipal or another local authority | Continuous | Quarterly | Quarterly | 0 | 475.8 | 61230 | 92 | 38 | 25 | 13 | 24 | 25 | -1 |  |  | Approved
30524 | 2021-Q4 | Town of Daniel's Harbour | Wastewater Outfall | Daniel's Harbour | Newfoundland and Labrador | Municipal or another local authority | Municipal or another local authority | Continuous | Quarterly | Quarterly | 0 | 475.8 | 57299 | 92 | 25 | 25 | 0 | 19 | 25 | -6 |  |  | Approved
30524 | 2022-Q1 | Town of Daniel's Harbour | Wastewater Outfall | Daniel's Harbour | Newfoundland and Labrador | Municipal or another local authority | Municipal or another local authority | Continuous | Quarterly | Quarterly | 0 | 613.4 | 60943 | 90 | 47 | 25 | 22 | 21 | 25 | -4 |  |  | Approved
30524 | 2022-Q2 | Town of Daniel's Harbour | Wastewater Outfall | Daniel's Harbour | Newfoundland and Labrador | Municipal or another local authority | Municipal or another local authority | Continuous | Quarterly | Quarterly | 0 | 613.4 | 81379 | 91 | 34 | 25 | 9 | 23 | 25 | -2 |  |  | Approved
30524 | 2022-Q3 | Town of Daniel's Harbour | Wastewater Outfall | Daniel's Harbour | Newfoundland and Labrador | Municipal or another local authority | Municipal or another local authority | Continuous | Quarterly | Quarterly | 0 | 613.4 | 39824 | 92 | 69 | 25 | 44 | 46 | 25 | 21 |  |  | Approved
30524 | 2022-Q4 | Town of Daniel's Harbour | Wastewater Outfall | Daniel's Harbour | Newfoundland and Labrador | Municipal or another local authority | Municipal or another local authority | Continuous | Quarterly | Quarterly | 0 | 613.4 | 32126 | 92 | 71 | 25 | 46 | 29 | 25 | 4 |  |  | Approved
30524 | 2023-Q1 | Town of Daniel's Harbour | Wastewater Outfall | Daniel's Harbour | Newfoundland and Labrador | Municipal or another local authority | Municipal or another local authority | Continuous | Quarterly | Quarterly | 0 | 587 | 27506 | 90 | 75 | 25 | 50 | 52 | 25 | 27 |  |  | Approved
30524 | 2023-Q2 | Town of Daniel's Harbour | Wastewater Outfall | Daniel's Harbour | Newfoundland and Labrador | Municipal or another local authority | Municipal or another local authority | Continuous | Quarterly | Quarterly | 0 | 587 | 65355 | 91 | 98 | 25 | 73 | 44 | 25 | 19 |  |  | Approved
30524 | 2023-Q3 | Town of Daniel's Harbour | Wastewater Outfall | Daniel's Harbour | Newfoundland and Labrador | Municipal or another local authority | Municipal or another local authority | Continuous | Quarterly | Quarterly | 0 | 587 | 14812 | 92 | 109 | 25 | 84 | 59 | 25 | 34 |  |  | Approved
30524 | 2023-Q4 | Town of Daniel's Harbour | Wastewater Outfall | Daniel's Harbour | Newfoundland and Labrador | Municipal or another local authority | Municipal or another local authority | Continuous | Quarterly | Quarterly | 0 | 587 | 26920 | 92 | 76 | 25 | 51 | 138 | 25 | 113 |  |  | Approved
30524 | 2024-Q1 | Town of Daniel's Harbour | Wastewater Outfall | Daniel's Harbour | Newfoundland and Labrador | Municipal or another local authority | Municipal or another local authority | Continuous | Quarterly | Quarterly | 0 | 368.7 | 23250 | 91 | 52 | 25 | 27 | 39 | 25 | 14 |  |  | Approved
30524 | 2024-Q2 | Town of Daniel's Harbour | Wastewater Outfall | Daniel's Harbour | Newfoundland and Labrador | Municipal or another local authority | Municipal or another local authority | Continuous | Quarterly | Quarterly | 0 | 368.7 | 18736 | 91 | 51 | 25 | 26 | 34 | 25 | 9 |  |  | Approved
30524 | 2024-Q3 | Town of Daniel's Harbour | Wastewater Outfall | Daniel's Harbour | Newfoundland and Labrador | Municipal or another local authority | Municipal or another local authority | Continuous | Quarterly | Quarterly | 0 | 368.7 | 17874 | 92 | 93 | 25 | 68 | 71 | 25 | 46 |  |  | Approved
30524 | 2024-Q4 | Town of Daniel's Harbour | Wastewater Outfall | Daniel's Harbour | Newfoundland and Labrador | Municipal or another local authority | Municipal or another local authority | Continuous | Quarterly | Quarterly | 0 | 368.7 | 11076 | 92 | 91 | 25 | 66 | 93 | 25 | 68 |  |  | Approved
30537 | 2018-Q4 | The Town of Lumsden | Lumsden Cat Harbour Sewage Treatnment | Lumsden | Newfoundland and Labrador | Municipal or another local authority | Municipal or another local authority | Continuous | Quarterly | Quarterly | 0 | 200 | 3619.4 | 48 | 83 | 25 | 58 | 90 | 25 | 65 |  |  | Approved
30537 | 2019-Q1 | The Town of Lumsden | Lumsden Cat Harbour Sewage Treatnment | Lumsden | Newfoundland and Labrador | Municipal or another local authority | Municipal or another local authority | Continuous | Quarterly | Quarterly | 0 | 200 | 17897 | 90 | 105 | 25 | 80 | 80 | 25 | 55 |  |  | Approved
30537 | 2019-Q2 | The Town of Lumsden | Lumsden Cat Harbour Sewage Treatnment | Lumsden | Newfoundland and Labrador | Municipal or another local authority | Municipal or another local authority | Continuous | Quarterly | Quarterly | 0 | 200 | 29786 | 91 | 104 | 25 | 79 | 117 | 25 | 92 |  |  | Approved
30537 | 2019-Q3 | The Town of Lumsden | Lumsden Cat Harbour Sewage Treatnment | Lumsden | Newfoundland and Labrador | Municipal or another local authority | Municipal or another local authority | Continuous | Quarterly | Quarterly | 0 | 200 | 18827 | 92 | 43 | 25 | 18 | 66 | 25 | 41 |  |  | Approved
30537 | 2019-Q4 | The Town of Lumsden | Lumsden Cat Harbour Sewage Treatnment | Lumsden | Newfoundland and Labrador | Municipal or another local authority | Municipal or another local authority | Continuous | Quarterly | Quarterly | 0 | 200 | 22531 | 92 | 70 | 25 | 45 | 74 | 25 | 49 |  |  | Approved
30537 | 2020-Q1 | The Town of Lumsden | Lumsden Cat Harbour Sewage Treatnment | Lumsden | Newfoundland and Labrador | Municipal or another local authority | Municipal or another local authority | Continuous | Quarterly | Quarterly | 0 | 243.9 | 22295 | 91 | 127 | 25 | 102 | 119 | 25 | 94 |  |  | Approved
30537 | 2020-Q2 | The Town of Lumsden | Lumsden Cat Harbour Sewage Treatnment | Lumsden | Newfoundland and Labrador | Municipal or another local authority | Municipal or another local authority | Continuous | Quarterly | Quarterly | 0 | 243.9 | 28210 | 91 | 85 | 25 | 60 | 96 | 25 | 71 |  |  | Approved
30537 | 2020-Q3 | The Town of Lumsden | Lumsden Cat Harbour Sewage Treatnment | Lumsden | Newfoundland and Labrador | Municipal or another local authority | Municipal or another local authority | Continuous | Quarterly | Quarterly | 0 | 243.9 | 10462 | 92 | 62 | 25 | 37 | 29 | 25 | 4 |  |  | Approved
30537 | 2020-Q4 | The Town of Lumsden | Lumsden Cat Harbour Sewage Treatnment | Lumsden | Newfoundland and Labrador | Municipal or another local authority | Municipal or another local authority | Continuous | Quarterly | Quarterly | 0 | 243.9 | 19708 | 92 | 104 | 25 | 79 | 90 | 25 | 65 |  |  | Approved
30537 | 2021-Q1 | The Town of Lumsden | Lumsden Cat Harbour Sewage Treatnment | Lumsden | Newfoundland and Labrador | Municipal or another local authority | Municipal or another local authority | Continuous | Quarterly | Quarterly | 0 | 220.4 | 40113 | 90 | 126 | 25 | 101 | 153 | 25 | 128 |  |  | Approved
30537 | 2021-Q2 | The Town of Lumsden | Lumsden Cat Harbour Sewage Treatnment | Lumsden | Newfoundland and Labrador | Municipal or another local authority | Municipal or another local authority | Continuous | Quarterly | Quarterly | 0 | 220.4 | 32846 | 91 | 111 | 25 | 86 | 78 | 25 | 53 |  |  | Approved
30537 | 2021-Q3 | The Town of Lumsden | Lumsden Cat Harbour Sewage Treatnment | Lumsden | Newfoundland and Labrador | Municipal or another local authority | Municipal or another local authority | Continuous | Quarterly | Quarterly | 0 | 220.4 | 16893 | 92 | 159 | 25 | 134 | 189 | 25 | 164 |  |  | Approved
30537 | 2021-Q4 | The Town of Lumsden | Lumsden Cat Harbour Sewage Treatnment | Lumsden | Newfoundland and Labrador | Municipal or another local authority | Municipal or another local authority | Continuous | Quarterly | Quarterly | 0 | 220.4 | 25440 | 92 | 76 | 25 | 51 | 68 | 25 | 43 |  |  | Approved
30537 | 2022-Q1 | The Town of Lumsden | Lumsden Cat Harbour Sewage Treatnment | Lumsden | Newfoundland and Labrador | Municipal or another local authority | Municipal or another local authority | Continuous | Quarterly | Quarterly | 0 | 315.9 | 23901 | 90 | 109 | 25 | 84 | 82 | 25 | 57 |  |  | Approved
30537 | 2022-Q2 | The Town of Lumsden | Lumsden Cat Harbour Sewage Treatnment | Lumsden | Newfoundland and Labrador | Municipal or another local authority | Municipal or another local authority | Continuous | Quarterly | Quarterly | 0 | 315.9 | 29565 | 91 | 102 | 25 | 77 | 101 | 25 | 76 |  |  | Approved
30537 | 2022-Q3 | The Town of Lumsden | Lumsden Cat Harbour Sewage Treatnment | Lumsden | Newfoundland and Labrador | Municipal or another local authority | Municipal or another local authority | Continuous | Quarterly | Quarterly | 0 | 315.9 | 17815 | 92 | 148 | 25 | 123 | 133 | 25 | 108 |  |  | Approved
30537 | 2022-Q4 | The Town of Lumsden | Lumsden Cat Harbour Sewage Treatnment | Lumsden | Newfoundland and Labrador | Municipal or another local authority | Municipal or another local authority | Continuous | Quarterly | Quarterly | 0 | 315.9 | 28368 | 92 | 128 | 25 | 103 | 93 | 25 | 68 |  |  | Approved
30537 | 2023-Q1 | The Town of Lumsden | Lumsden Cat Harbour Sewage Treatnment | Lumsden | Newfoundland and Labrador | Municipal or another local authority | Municipal or another local authority | Continuous | Quarterly | Quarterly | 0 | 273 | 26203 | 90 | 97 | 25 | 72 | 131 | 25 | 106 |  |  | Approved
30537 | 2023-Q2 | The Town of Lumsden | Lumsden Cat Harbour Sewage Treatnment | Lumsden | Newfoundland and Labrador | Municipal or another local authority | Municipal or another local authority | Continuous | Quarterly | Quarterly | 0 | 273 | 22285 | 91 | 89 | 25 | 64 | 89 | 25 | 64 |  |  | Approved
30537 | 2023-Q3 | The Town of Lumsden | Lumsden Cat Harbour Sewage Treatnment | Lumsden | Newfoundland and Labrador | Municipal or another local authority | Municipal or another local authority | Continuous | Quarterly | Quarterly | 0 | 273 | 15709 | 92 | 137 | 25 | 112 | 105 | 25 | 80 |  |  | Approved
30537 | 2023-Q4 | The Town of Lumsden | Lumsden Cat Harbour Sewage Treatnment | Lumsden | Newfoundland and Labrador | Municipal or another local authority | Municipal or another local authority | Continuous | Quarterly | Quarterly | 0 | 273 | 17337 | 92 | 70 | 25 | 45 | 77 | 25 | 52 |  |  | Approved
30537 | 2024-Q1 | The Town of Lumsden | Lumsden Cat Harbour Sewage Treatnment | Lumsden | Newfoundland and Labrador | Municipal or another local authority | Municipal or another local authority | Continuous | Quarterly | Quarterly | 0 | 223.4 | 15624 | 91 | 128 | 25 | 103 | 98 | 25 | 73 |  |  | Approved
30537 | 2024-Q2 | The Town of Lumsden | Lumsden Cat Harbour Sewage Treatnment | Lumsden | Newfoundland and Labrador | Municipal or another local authority | Municipal or another local authority | Continuous | Quarterly | Quarterly | 0 | 223.4 | 14953 | 91 | 76 | 25 | 51 | 66 | 25 | 41 |  |  | Approved
30537 | 2024-Q3 | The Town of Lumsden | Lumsden Cat Harbour Sewage Treatnment | Lumsden | Newfoundland and Labrador | Municipal or another local authority | Municipal or another local authority | Continuous | Quarterly | Quarterly | 0 | 223.4 | 11969 | 92 | 104 | 25 | 79 | 111 | 25 | 86 |  |  | Approved
30537 | 2024-Q4 | The Town of Lumsden | Lumsden Cat Harbour Sewage Treatnment | Lumsden | Newfoundland and Labrador | Municipal or another local authority | Municipal or another local authority | Continuous | Quarterly | Quarterly | 0 | 223.4 | 27970 | 92 | 106 | 25 | 81 | 93 | 25 | 68 |  |  | Approved
30540 | 2017-Q4 | Seal Cove - White Bay | Seal Cove - White Bay Outfall | Seal Cove - White Bay | Newfoundland and Labrador | Municipal or another local authority | Municipal or another local authority | Continuous | Quarterly | Quarterly | 0 | 100 | 40008 | 81 | 30 | 25 | 5 | 27 | 25 | 2 |  |  | Approved
30540 | 2018-Q1 | Seal Cove - White Bay | Seal Cove - White Bay Outfall | Seal Cove - White Bay | Newfoundland and Labrador | Municipal or another local authority | Municipal or another local authority | Continuous | Quarterly | Quarterly | 0 | 100 | 49723 | 90 | 32 | 25 | 7 | 20 | 25 | -5 |  |  | Approved
30540 | 2018-Q2 | Seal Cove - White Bay | Seal Cove - White Bay Outfall | Seal Cove - White Bay | Newfoundland and Labrador | Municipal or another local authority | Municipal or another local authority | Continuous | Quarterly | Quarterly | 0 | 100 | 38213 | 91 | 128 | 25 | 103 | 124 | 25 | 99 |  |  | Approved
30540 | 2018-Q3 | Seal Cove - White Bay | Seal Cove - White Bay Outfall | Seal Cove - White Bay | Newfoundland and Labrador | Municipal or another local authority | Municipal or another local authority | Continuous | Quarterly | Quarterly | 0 | 100 | 38213 | 92 | 128 | 25 | 103 | 124 | 25 | 99 |  |  | Approved
30540 | 2018-Q4 | Seal Cove - White Bay | Seal Cove - White Bay Outfall | Seal Cove - White Bay | Newfoundland and Labrador | Municipal or another local authority | Municipal or another local authority | Continuous | Quarterly | Quarterly | 0 | 100 | 31538 | 92 | 89 | 25 | 64 | 77 | 25 | 52 |  |  | Approved
30540 | 2019-Q1 | Seal Cove - White Bay | Seal Cove - White Bay Outfall | Seal Cove - White Bay | Newfoundland and Labrador | Municipal or another local authority | Municipal or another local authority | Continuous | Quarterly | Quarterly | 0 | 432 | 23115 | 90 | 64 | 25 | 39 | 95 | 25 | 70 |  |  | Approved
30540 | 2019-Q2 | Seal Cove - White Bay | Seal Cove - White Bay Outfall | Seal Cove - White Bay | Newfoundland and Labrador | Municipal or another local authority | Municipal or another local authority | Continuous | Quarterly | Quarterly | 0 | 432 | 33530 | 91 | 47 | 25 | 22 | 38 | 25 | 13 |  |  | Approved
30540 | 2019-Q3 | Seal Cove - White Bay | Seal Cove - White Bay Outfall | Seal Cove - White Bay | Newfoundland and Labrador | Municipal or another local authority | Municipal or another local authority | Continuous | Quarterly | Quarterly | 0 | 432 | 19259 | 92 | 68 | 25 | 43 | 95 | 25 | 70 |  |  | Approved
30540 | 2019-Q4 | Seal Cove - White Bay | Seal Cove - White Bay Outfall | Seal Cove - White Bay | Newfoundland and Labrador | Municipal or another local authority | Municipal or another local authority | Continuous | Quarterly | Quarterly | 0 | 432 | 25496 | 92 | 53 | 25 | 28 | 44 | 25 | 19 |  |  | Approved
30540 | 2020-Q1 | Seal Cove - White Bay | Seal Cove - White Bay Outfall | Seal Cove - White Bay | Newfoundland and Labrador | Municipal or another local authority | Municipal or another local authority | Continuous | Quarterly | Quarterly | 0 | 277.8 | 17472 | 91 | 88 | 25 | 63 | 105 | 25 | 80 |  |  | Approved
30540 | 2020-Q2 | Seal Cove - White Bay | Seal Cove - White Bay Outfall | Seal Cove - White Bay | Newfoundland and Labrador | Municipal or another local authority | Municipal or another local authority | Continuous | Quarterly | Quarterly | 0 | 277.8 | 32214 | 91 | 67 | 25 | 42 | 63 | 25 | 38 |  |  | Approved
30540 | 2020-Q3 | Seal Cove - White Bay | Seal Cove - White Bay Outfall | Seal Cove - White Bay | Newfoundland and Labrador | Municipal or another local authority | Municipal or another local authority | Continuous | Quarterly | Quarterly | 0 | 277.8 | 10425 | 92 | 93 | 25 | 68 | 96 | 25 | 71 |  |  | Approved
30540 | 2020-Q4 | Seal Cove - White Bay | Seal Cove - White Bay Outfall | Seal Cove - White Bay | Newfoundland and Labrador | Municipal or another local authority | Municipal or another local authority | Continuous | Quarterly | Quarterly | 0 | 277.8 | 13033 | 92 | 79 | 25 | 54 | 72 | 25 | 47 |  |  | Approved
30540 | 2021-Q1 | Seal Cove - White Bay | Seal Cove - White Bay Outfall | Seal Cove - White Bay | Newfoundland and Labrador | Municipal or another local authority | Municipal or another local authority | Continuous | Quarterly | Quarterly | 0 | 199.8 | 14685 | 90 | 123 | 25 | 98 | 97 | 25 | 72 |  |  | Approved
30540 | 2021-Q2 | Seal Cove - White Bay | Seal Cove - White Bay Outfall | Seal Cove - White Bay | Newfoundland and Labrador | Municipal or another local authority | Municipal or another local authority | Continuous | Quarterly | Quarterly | 0 | 199.8 | 35032 | 91 | 59 | 25 | 34 | 38 | 25 | 13 |  |  | Approved
30540 | 2021-Q3 | Seal Cove - White Bay | Seal Cove - White Bay Outfall | Seal Cove - White Bay | Newfoundland and Labrador | Municipal or another local authority | Municipal or another local authority | Continuous | Quarterly | Quarterly | 0 | 199.8 | 30716 | 92 | 59 | 25 | 34 | 56 | 25 | 31 |  |  | Approved
30540 | 2021-Q4 | Seal Cove - White Bay | Seal Cove - White Bay Outfall | Seal Cove - White Bay | Newfoundland and Labrador | Municipal or another local authority | Municipal or another local authority | Continuous | Quarterly | Quarterly | 0 | 199.8 | 35778 | 92 | 40 | 25 | 15 | 24 | 25 | -1 |  |  | Approved
30540 | 2022-Q1 | Seal Cove - White Bay | Seal Cove - White Bay Outfall | Seal Cove - White Bay | Newfoundland and Labrador | Municipal or another local authority | Municipal or another local authority | Continuous | Quarterly | Quarterly | 0 | 318.4 | 39134 | 90 | 77 | 25 | 52 | 52 | 25 | 27 |  |  | Approved
30540 | 2022-Q2 | Seal Cove - White Bay | Seal Cove - White Bay Outfall | Seal Cove - White Bay | Newfoundland and Labrador | Municipal or another local authority | Municipal or another local authority | Continuous | Quarterly | Quarterly | 0 | 318.4 | 34784 | 91 | 57 | 25 | 32 | 34 | 25 | 9 |  |  | Approved
30540 | 2022-Q3 | Seal Cove - White Bay | Seal Cove - White Bay Outfall | Seal Cove - White Bay | Newfoundland and Labrador | Municipal or another local authority | Municipal or another local authority | Continuous | Quarterly | Quarterly | 0 | 318.4 | 6900 | 92 | 145 | 25 | 120 | 112 | 25 | 87 |  |  | Approved
30540 | 2022-Q4 | Seal Cove - White Bay | Seal Cove - White Bay Outfall | Seal Cove - White Bay | Newfoundland and Labrador | Municipal or another local authority | Municipal or another local authority | Continuous | Quarterly | Quarterly | 0 | 318.4 | 20683 | 92 | 96 | 25 | 71 | 63 | 25 | 38 |  |  | Approved
30540 | 2023-Q1 | Seal Cove - White Bay | Seal Cove - White Bay Outfall | Seal Cove - White Bay | Newfoundland and Labrador | Municipal or another local authority | Municipal or another local authority | Continuous | Quarterly | Quarterly | 0 | 278.1 | 18378 | 90 | 53 | 25 | 28 | 98 | 25 | 73 |  |  | Approved
30540 | 2023-Q2 | Seal Cove - White Bay | Seal Cove - White Bay Outfall | Seal Cove - White Bay | Newfoundland and Labrador | Municipal or another local authority | Municipal or another local authority | Continuous | Quarterly | Quarterly | 0 | 278.1 | 29145 | 91 | 51 | 25 | 26 | 30 | 25 | 5 |  |  | Approved
30540 | 2023-Q3 | Seal Cove - White Bay | Seal Cove - White Bay Outfall | Seal Cove - White Bay | Newfoundland and Labrador | Municipal or another local authority | Municipal or another local authority | Continuous | Quarterly | Quarterly | 0 | 278.1 | 16734 | 92 | 44 | 25 | 19 | 53 | 25 | 28 |  |  | Approved
30540 | 2023-Q4 | Seal Cove - White Bay | Seal Cove - White Bay Outfall | Seal Cove - White Bay | Newfoundland and Labrador | Municipal or another local authority | Municipal or another local authority | Continuous | Quarterly | Quarterly | 0 | 278.1 | 29502 | 92 | 83 | 25 | 58 | 67 | 25 | 42 |  |  | Approved
30540 | 2024-Q1 | Seal Cove - White Bay | Seal Cove - White Bay Outfall | Seal Cove - White Bay | Newfoundland and Labrador | Municipal or another local authority | Municipal or another local authority | Continuous | Quarterly | Quarterly | 0 | 256.9 | 22688 | 91 | 139 | 25 | 114 | 181 | 25 | 156 |  |  | Approved
30540 | 2024-Q2 | Seal Cove - White Bay | Seal Cove - White Bay Outfall | Seal Cove - White Bay | Newfoundland and Labrador | Municipal or another local authority | Municipal or another local authority | Continuous | Quarterly | Quarterly | 0 | 256.9 | 23450 | 91 | 46 | 25 | 21 | 74 | 25 | 49 |  |  | Approved
30540 | 2024-Q3 | Seal Cove - White Bay | Seal Cove - White Bay Outfall | Seal Cove - White Bay | Newfoundland and Labrador | Municipal or another local authority | Municipal or another local authority | Continuous | Quarterly | Quarterly | 0 | 256.9 | 6607 | 92 | 160 | 25 | 135 | 87 | 25 | 62 |  |  | Approved
30540 | 2024-Q4 | Seal Cove - White Bay | Seal Cove - White Bay Outfall | Seal Cove - White Bay | Newfoundland and Labrador | Municipal or another local authority | Municipal or another local authority | Continuous | Quarterly | Quarterly | 0 | 256.9 | 16557 | 92 | 69 | 25 | 44 | 55 | 25 | 30 |  |  | Approved
30542 | 2017-Q4 | Town of Hants Harbour | Hants Harbour Outfall | Hants Harbour | Newfoundland and Labrador | Municipal or another local authority | Municipal or another local authority | Continuous | Quarterly | Quarterly | 0 | 200 | 24564 | 92 | 37 | 25 | 12 | 40 | 25 | 15 |  |  | Approved
30542 | 2018-Q1 | Town of Hants Harbour | Hants Harbour Outfall | Hants Harbour | Newfoundland and Labrador | Municipal or another local authority | Municipal or another local authority | Continuous | Quarterly | Quarterly | 0 | 200 | 38708 | 90 | 38 | 25 | 13 | 32 | 25 | 7 |  |  | Approved
30542 | 2018-Q2 | Town of Hants Harbour | Hants Harbour Outfall | Hants Harbour | Newfoundland and Labrador | Municipal or another local authority | Municipal or another local authority | Continuous | Quarterly | Quarterly | 0 | 200 | 21141 | 91 | 54 | 25 | 29 | 61 | 25 | 36 |  |  | Approved
30542 | 2018-Q3 | Town of Hants Harbour | Hants Harbour Outfall | Hants Harbour | Newfoundland and Labrador | Municipal or another local authority | Municipal or another local authority | Continuous | Quarterly | Quarterly | 0 | 200 | 5152 | 92 | 160 | 25 | 135 | 190 | 25 | 165 |  |  | Approved
30542 | 2018-Q4 | Town of Hants Harbour | Hants Harbour Outfall | Hants Harbour | Newfoundland and Labrador | Municipal or another local authority | Municipal or another local authority | Continuous | Quarterly | Quarterly | 0 | 200 | 22365.6 | 92 | 30 | 25 | 5 | 52 | 25 | 27 |  |  | Approved
30542 | 2019-Q1 | Town of Hants Harbour | Hants Harbour Outfall | Hants Harbour | Newfoundland and Labrador | Municipal or another local authority | Municipal or another local authority | Continuous | Quarterly | Quarterly | 0 | 239.4 | 16583 | 90 | 74 | 25 | 49 | 115 | 25 | 90 |  |  | Approved
30542 | 2019-Q2 | Town of Hants Harbour | Hants Harbour Outfall | Hants Harbour | Newfoundland and Labrador | Municipal or another local authority | Municipal or another local authority | Continuous | Quarterly | Quarterly | 0 | 239.4 | 16868 | 91 | 62 | 25 | 37 | 119 | 25 | 94 |  |  | Approved
30542 | 2019-Q3 | Town of Hants Harbour | Hants Harbour Outfall | Hants Harbour | Newfoundland and Labrador | Municipal or another local authority | Municipal or another local authority | Continuous | Quarterly | Quarterly | 0 | 239.4 | 8864 | 92 | 57 | 25 | 32 | 54 | 25 | 29 |  |  | Approved
30542 | 2019-Q4 | Town of Hants Harbour | Hants Harbour Outfall | Hants Harbour | Newfoundland and Labrador | Municipal or another local authority | Municipal or another local authority | Continuous | Quarterly | Quarterly | 0 | 239.4 | 6532 | 92 | 73 | 25 | 48 | 85 | 25 | 60 |  |  | Approved
30542 | 2020-Q1 | Town of Hants Harbour | Hants Harbour Outfall | Hants Harbour | Newfoundland and Labrador | Municipal or another local authority | Municipal or another local authority | Continuous | Quarterly | Quarterly | 0 | 133.8 | 18564 | 91 | 69 | 25 | 44 | 115 | 25 | 90 |  |  | Approved
30542 | 2020-Q2 | Town of Hants Harbour | Hants Harbour Outfall | Hants Harbour | Newfoundland and Labrador | Municipal or another local authority | Municipal or another local authority | Continuous | Quarterly | Quarterly | 0 | 133.8 | 23387 | 91 | 59 | 25 | 34 | 44 | 25 | 19 |  |  | Approved
30542 | 2020-Q3 | Town of Hants Harbour | Hants Harbour Outfall | Hants Harbour | Newfoundland and Labrador | Municipal or another local authority | Municipal or another local authority | Continuous | Quarterly | Quarterly | 0 | 133.8 | 12045 | 92 | 70 | 25 | 45 | 69 | 25 | 44 |  |  | Approved
30542 | 2020-Q4 | Town of Hants Harbour | Hants Harbour Outfall | Hants Harbour | Newfoundland and Labrador | Municipal or another local authority | Municipal or another local authority | Continuous | Quarterly | Quarterly | 0 | 133.8 | 15652 | 92 | 77 | 25 | 52 | 120 | 25 | 95 |  |  | Approved
30542 | 2021-Q1 | Town of Hants Harbour | Hants Harbour Outfall | Hants Harbour | Newfoundland and Labrador | Municipal or another local authority | Municipal or another local authority | Continuous | Quarterly | Quarterly | 0 | 190.3 | 18207 | 90 | 54 | 25 | 29 | 57 | 25 | 32 |  |  | Approved
30542 | 2021-Q2 | Town of Hants Harbour | Hants Harbour Outfall | Hants Harbour | Newfoundland and Labrador | Municipal or another local authority | Municipal or another local authority | Continuous | Quarterly | Quarterly | 0 | 190.3 | 11668 | 91 | 38 | 25 | 13 | 58 | 25 | 33 |  |  | Approved
30542 | 2021-Q3 | Town of Hants Harbour | Hants Harbour Outfall | Hants Harbour | Newfoundland and Labrador | Municipal or another local authority | Municipal or another local authority | Continuous | Quarterly | Quarterly | 0 | 190.3 | 4786 | 92 | 121 | 25 | 96 | 106 | 25 | 81 |  |  | Approved
30542 | 2021-Q4 | Town of Hants Harbour | Hants Harbour Outfall | Hants Harbour | Newfoundland and Labrador | Municipal or another local authority | Municipal or another local authority | Continuous | Quarterly | Quarterly | 0 | 190.3 | 23128 | 2 | 98 | 25 | 73 | 78 | 25 | 53 |  |  | Approved
30542 | 2022-Q1 | Town of Hants Harbour | Hants Harbour Outfall | Hants Harbour | Newfoundland and Labrador | Municipal or another local authority | Municipal or another local authority | Continuous | Quarterly | Quarterly | 0 | 158.3 | 31934 | 90 | 56 | 25 | 31 | 67 | 25 | 42 |  |  | Approved
30542 | 2022-Q2 | Town of Hants Harbour | Hants Harbour Outfall | Hants Harbour | Newfoundland and Labrador | Municipal or another local authority | Municipal or another local authority | Continuous | Quarterly | Quarterly | 0 | 158.3 | 11855 | 91 | 97 | 25 | 72 | 107 | 25 | 82 |  |  | Approved
30542 | 2022-Q3 | Town of Hants Harbour | Hants Harbour Outfall | Hants Harbour | Newfoundland and Labrador | Municipal or another local authority | Municipal or another local authority | Continuous | Quarterly | Quarterly | 0 | 158.3 | 5614 | 92 | 153 | 25 | 128 | 149 | 25 | 124 |  |  | Approved
30542 | 2022-Q4 | Town of Hants Harbour | Hants Harbour Outfall | Hants Harbour | Newfoundland and Labrador | Municipal or another local authority | Municipal or another local authority | Continuous | Quarterly | Quarterly | 0 | 158.3 | 18324 | 92 | 101 | 25 | 76 | 102 | 25 | 77 |  |  | Approved
30542 | 2023-Q1 | Town of Hants Harbour | Hants Harbour Outfall | Hants Harbour | Newfoundland and Labrador | Municipal or another local authority | Municipal or another local authority | Continuous | Quarterly | Quarterly | 0 | 185.6 | 26833 | 90 | 96 | 25 | 71 | 123 | 25 | 98 |  |  | Approved
30542 | 2023-Q2 | Town of Hants Harbour | Hants Harbour Outfall | Hants Harbour | Newfoundland and Labrador | Municipal or another local authority | Municipal or another local authority | Continuous | Quarterly | Quarterly | 0 | 185.6 | 20566 | 91 | 46 | 25 | 21 | 39 | 25 | 14 |  |  | Approved
30542 | 2023-Q3 | Town of Hants Harbour | Hants Harbour Outfall | Hants Harbour | Newfoundland and Labrador | Municipal or another local authority | Municipal or another local authority | Continuous | Quarterly | Quarterly | 0 | 185.6 | 10230 | 92 | 118 | 25 | 93 | 167 | 25 | 142 |  |  | Approved
30542 | 2023-Q4 | Town of Hants Harbour | Hants Harbour Outfall | Hants Harbour | Newfoundland and Labrador | Municipal or another local authority | Municipal or another local authority | Continuous | Quarterly | Quarterly | 0 | 185.6 | 21990 | 92 | 86 | 25 | 61 | 78 | 25 | 53 |  |  | Approved
30542 | 2024-Q1 | Town of Hants Harbour | Hants Harbour Outfall | Hants Harbour | Newfoundland and Labrador | Municipal or another local authority | Municipal or another local authority | Continuous | Quarterly | Quarterly | 0 | 218.1 | 42758 | 91 | 62 | 25 | 37 | 65 | 25 | 40 |  |  | Approved
30542 | 2024-Q2 | Town of Hants Harbour | Hants Harbour Outfall | Hants Harbour | Newfoundland and Labrador | Municipal or another local authority | Municipal or another local authority | Continuous | Quarterly | Quarterly | 0 | 218.1 | 33016 | 91 | 57 | 25 | 32 | 36 | 25 | 11 |  |  | Approved
30542 | 2024-Q3 | Town of Hants Harbour | Hants Harbour Outfall | Hants Harbour | Newfoundland and Labrador | Municipal or another local authority | Municipal or another local authority | Continuous | Quarterly | Quarterly | 0 | 218.1 | 7879 | 92 | 101 | 25 | 76 | 126 | 25 | 101 |  |  | Approved
30542 | 2024-Q4 | Town of Hants Harbour | Hants Harbour Outfall | Hants Harbour | Newfoundland and Labrador | Municipal or another local authority | Municipal or another local authority | Continuous | Quarterly | Quarterly | 0 | 218.1 | 23149 | 92 | 68 | 25 | 43 | 78 | 25 | 53 |  |  | Approved
30571 | 2017-Q4 | Town of Harbour Grace | HG Outfall #1 | Harbour Grace | Newfoundland and Labrador | Municipal or another local authority | Municipal or another local authority | Continuous | Quarterly | Quarterly | 0 | 400 | 35570 | 38 | 30 | 25 | 5 | 40 | 25 | 15 |  |  | Approved
30571 | 2018-Q1 | Town of Harbour Grace | HG Outfall #1 | Harbour Grace | Newfoundland and Labrador | Municipal or another local authority | Municipal or another local authority | Continuous | Quarterly | Quarterly | 0 | 400 | 80442 | 90 | 25 | 25 | 0 | 25 | 25 | 0 |  |  | Approved
30571 | 2018-Q2 | Town of Harbour Grace | HG Outfall #1 | Harbour Grace | Newfoundland and Labrador | Municipal or another local authority | Municipal or another local authority | Continuous | Quarterly | Quarterly | 0 | 400 | 83198 | 91 | 47 | 25 | 22 | 32 | 25 | 7 |  |  | Approved
30571 | 2018-Q3 | Town of Harbour Grace | HG Outfall #1 | Harbour Grace | Newfoundland and Labrador | Municipal or another local authority | Municipal or another local authority | Continuous | Quarterly | Quarterly | 0 | 400 | 64618 | 92 | 27 | 25 | 2 | 30 | 25 | 5 |  |  | Approved
30571 | 2018-Q4 | Town of Harbour Grace | HG Outfall #1 | Harbour Grace | Newfoundland and Labrador | Municipal or another local authority | Municipal or another local authority | Continuous | Quarterly | Quarterly | 0 | 400 | 98378.9 | 92 | 38 | 25 | 13 | 60 | 25 | 35 |  |  | Approved
30571 | 2019-Q1 | Town of Harbour Grace | HG Outfall #1 | Harbour Grace | Newfoundland and Labrador | Municipal or another local authority | Municipal or another local authority | Continuous | Quarterly | Quarterly | 0 | 894.9 | 19513 | 90 | 66 | 25 | 41 | 81 | 25 | 56 |  |  | Approved
30571 | 2019-Q2 | Town of Harbour Grace | HG Outfall #1 | Harbour Grace | Newfoundland and Labrador | Municipal or another local authority | Municipal or another local authority | Continuous | Quarterly | Quarterly | 0 | 894.9 | 25815 | 91 | 93 | 25 | 68 | 85 | 25 | 60 |  |  | Approved
30571 | 2019-Q3 | Town of Harbour Grace | HG Outfall #1 | Harbour Grace | Newfoundland and Labrador | Municipal or another local authority | Municipal or another local authority | Continuous | Quarterly | Quarterly | 0 | 894.9 | 24651 | 92 | 60 | 25 | 35 | 48 | 25 | 23 |  |  | Approved
30571 | 2019-Q4 | Town of Harbour Grace | HG Outfall #1 | Harbour Grace | Newfoundland and Labrador | Municipal or another local authority | Municipal or another local authority | Continuous | Quarterly | Quarterly | 0 | 894.9 | 25024 | 92 | 35 | 25 | 10 | 54 | 25 | 29 |  |  | Approved
30571 | 2020-Q1 | Town of Harbour Grace | HG Outfall #1 | Harbour Grace | Newfoundland and Labrador | Municipal or another local authority | Municipal or another local authority | Continuous | Quarterly | Quarterly | 0 | 260.3 | 55874 | 91 | 50 | 25 | 25 | 69 | 25 | 44 |  |  | Approved
30571 | 2020-Q2 | Town of Harbour Grace | HG Outfall #1 | Harbour Grace | Newfoundland and Labrador | Municipal or another local authority | Municipal or another local authority | Continuous | Quarterly | Quarterly | 0 | 260.3 | 46046 | 91 | 51 | 25 | 26 | 61 | 25 | 36 |  |  | Approved
30571 | 2020-Q3 | Town of Harbour Grace | HG Outfall #1 | Harbour Grace | Newfoundland and Labrador | Municipal or another local authority | Municipal or another local authority | Continuous | Quarterly | Quarterly | 0 | 260.3 | 29392 | 92 | 48 | 25 | 23 | 30 | 25 | 5 |  |  | Approved
30571 | 2020-Q4 | Town of Harbour Grace | HG Outfall #1 | Harbour Grace | Newfoundland and Labrador | Municipal or another local authority | Municipal or another local authority | Continuous | Quarterly | Quarterly | 0 | 260.3 | 59729 | 92 | 59 | 25 | 34 | 122 | 25 | 97 |  |  | Approved
30571 | 2021-Q1 | Town of Harbour Grace | HG Outfall #1 | Harbour Grace | Newfoundland and Labrador | Municipal or another local authority | Municipal or another local authority | Continuous | Quarterly | Quarterly | 0 | 522 | 61130 | 90 | 70 | 25 | 45 | 68 | 25 | 43 |  |  | Approved
30571 | 2021-Q2 | Town of Harbour Grace | HG Outfall #1 | Harbour Grace | Newfoundland and Labrador | Municipal or another local authority | Municipal or another local authority | Continuous | Quarterly | Quarterly | 0 | 522 | 28162 | 91 | 56 | 25 | 31 | 33 | 25 | 8 |  |  | Approved
30571 | 2021-Q3 | Town of Harbour Grace | HG Outfall #1 | Harbour Grace | Newfoundland and Labrador | Municipal or another local authority | Municipal or another local authority | Continuous | Quarterly | Quarterly | 0 | 522 | 18009 | 92 | 62 | 25 | 37 | 52 | 25 | 27 |  |  | Approved
30571 | 2021-Q4 | Town of Harbour Grace | HG Outfall #1 | Harbour Grace | Newfoundland and Labrador | Municipal or another local authority | Municipal or another local authority | Continuous | Quarterly | Quarterly | 0 | 522 | 35183 | 92 | 54 | 25 | 29 | 141 | 25 | 116 |  |  | Approved
30571 | 2022-Q1 | Town of Harbour Grace | HG Outfall #1 | Harbour Grace | Newfoundland and Labrador | Municipal or another local authority | Municipal or another local authority | Continuous | Quarterly | Quarterly | 0 | 390.4 | 36877 | 90 | 63 | 25 | 38 | 48 | 25 | 23 |  |  | Approved
30571 | 2022-Q2 | Town of Harbour Grace | HG Outfall #1 | Harbour Grace | Newfoundland and Labrador | Municipal or another local authority | Municipal or another local authority | Continuous | Quarterly | Quarterly | 0 | 390.4 | 18329 | 91 | 51 | 25 | 26 | 55 | 25 | 30 |  |  | Approved
30571 | 2022-Q3 | Town of Harbour Grace | HG Outfall #1 | Harbour Grace | Newfoundland and Labrador | Municipal or another local authority | Municipal or another local authority | Continuous | Quarterly | Quarterly | 0 | 390.4 | 11074 | 92 | 55 | 25 | 30 | 64 | 25 | 39 |  |  | Approved
30571 | 2022-Q4 | Town of Harbour Grace | HG Outfall #1 | Harbour Grace | Newfoundland and Labrador | Municipal or another local authority | Municipal or another local authority | Continuous | Quarterly | Quarterly | 0 | 390.4 | 36448 | 92 | 49 | 25 | 24 | 36 | 25 | 11 |  |  | Approved
30571 | 2023-Q1 | Town of Harbour Grace | HG Outfall #1 | Harbour Grace | Newfoundland and Labrador | Municipal or another local authority | Municipal or another local authority | Continuous | Quarterly | Quarterly | 0 | 281.4 | 49003 | 90 | 28 | 25 | 3 | 53 | 25 | 28 |  |  | Approved
30571 | 2023-Q2 | Town of Harbour Grace | HG Outfall #1 | Harbour Grace | Newfoundland and Labrador | Municipal or another local authority | Municipal or another local authority | Continuous | Quarterly | Quarterly | 0 | 281.4 | 36555 | 91 | 41 | 25 | 16 | 32 | 25 | 7 |  |  | Approved
30571 | 2023-Q3 | Town of Harbour Grace | HG Outfall #1 | Harbour Grace | Newfoundland and Labrador | Municipal or another local authority | Municipal or another local authority | Continuous | Quarterly | Quarterly | 0 | 281.4 | 52716 | 92 | 117 | 25 | 92 | 32 | 25 | 7 |  |  | Approved
30571 | 2023-Q4 | Town of Harbour Grace | HG Outfall #1 | Harbour Grace | Newfoundland and Labrador | Municipal or another local authority | Municipal or another local authority | Continuous | Quarterly | Quarterly | 0 | 281.4 | 46857 | 92 | 35 | 25 | 10 | 45 | 25 | 20 |  |  | Approved
30571 | 2024-Q1 | Town of Harbour Grace | HG Outfall #1 | Harbour Grace | Newfoundland and Labrador | Municipal or another local authority | Municipal or another local authority | Continuous | Quarterly | Quarterly | 0 | 507.2 | 78253 | 91 | 28 | 25 | 3 | 28 | 25 | 3 |  |  | Approved
30571 | 2024-Q2 | Town of Harbour Grace | HG Outfall #1 | Harbour Grace | Newfoundland and Labrador | Municipal or another local authority | Municipal or another local authority | Continuous | Quarterly | Quarterly | 0 | 507.2 | 53050 | 91 | 35 | 25 | 10 | 22 | 25 | -3 |  |  | Approved
30571 | 2024-Q3 | Town of Harbour Grace | HG Outfall #1 | Harbour Grace | Newfoundland and Labrador | Municipal or another local authority | Municipal or another local authority | Continuous | Quarterly | Quarterly | 0 | 507.2 | 66237 | 92 | 62 | 25 | 37 | 61 | 25 | 36 |  |  | Approved
30571 | 2024-Q4 | Town of Harbour Grace | HG Outfall #1 | Harbour Grace | Newfoundland and Labrador | Municipal or another local authority | Municipal or another local authority | Continuous | Quarterly | Quarterly | 0 | 507.2 | 51147 | 92 | 125 | 25 | 100 | 68 | 25 | 43 |  |  | Approved
30572 | 2017-Q4 | Town of Harbour Grace | HG Outfall #2 | Harbour Grace | Newfoundland and Labrador | Municipal or another local authority | Municipal or another local authority | Continuous | Quarterly | Quarterly | 0 | 400 | 25404 | 38 | 34 | 25 | 9 | 36 | 25 | 11 |  |  | Approved
30572 | 2018-Q1 | Town of Harbour Grace | HG Outfall #2 | Harbour Grace | Newfoundland and Labrador | Municipal or another local authority | Municipal or another local authority | Continuous | Quarterly | Quarterly | 0 | 400 | 64414 | 90 | 25 | 25 | 0 | 26 | 25 | 1 |  |  | Approved
30572 | 2018-Q2 | Town of Harbour Grace | HG Outfall #2 | Harbour Grace | Newfoundland and Labrador | Municipal or another local authority | Municipal or another local authority | Continuous | Quarterly | Quarterly | 0 | 400 | 62399 | 91 | 45 | 25 | 20 | 74 | 25 | 49 |  |  | Approved
30572 | 2018-Q3 | Town of Harbour Grace | HG Outfall #2 | Harbour Grace | Newfoundland and Labrador | Municipal or another local authority | Municipal or another local authority | Continuous | Quarterly | Quarterly | 0 | 400 | 52878 | 92 | 69 | 25 | 44 | 32 | 25 | 7 |  |  | Approved
30572 | 2018-Q4 | Town of Harbour Grace | HG Outfall #2 | Harbour Grace | Newfoundland and Labrador | Municipal or another local authority | Municipal or another local authority | Continuous | Quarterly | Quarterly | 0 | 400 | 48503.4 | 92 | 41 | 25 | 16 | 50 | 25 | 25 |  |  | Approved
30572 | 2019-Q1 | Town of Harbour Grace | HG Outfall #2 | Harbour Grace | Newfoundland and Labrador | Municipal or another local authority | Municipal or another local authority | Continuous | Quarterly | Quarterly | 0 | 625.2 | 49330 | 90 | 39 | 25 | 14 | 32 | 25 | 7 |  |  | Approved
30572 | 2019-Q2 | Town of Harbour Grace | HG Outfall #2 | Harbour Grace | Newfoundland and Labrador | Municipal or another local authority | Municipal or another local authority | Continuous | Quarterly | Quarterly | 0 | 625.2 | 32891 | 91 | 47 | 25 | 22 | 36 | 25 | 11 |  |  | Approved
30572 | 2019-Q3 | Town of Harbour Grace | HG Outfall #2 | Harbour Grace | Newfoundland and Labrador | Municipal or another local authority | Municipal or another local authority | Continuous | Quarterly | Quarterly | 0 | 625.2 | 15253 | 92 | 65 | 25 | 40 | 57 | 25 | 32 |  |  | Approved
30572 | 2019-Q4 | Town of Harbour Grace | HG Outfall #2 | Harbour Grace | Newfoundland and Labrador | Municipal or another local authority | Municipal or another local authority | Continuous | Quarterly | Quarterly | 0 | 625.2 | 43924 | 92 | 22 | 25 | -3 | 24 | 25 | -1 |  |  | Approved
30572 | 2020-Q1 | Town of Harbour Grace | HG Outfall #2 | Harbour Grace | Newfoundland and Labrador | Municipal or another local authority | Municipal or another local authority | Continuous | Quarterly | Quarterly | 0 | 387.4 | 43589 | 91 | 25 | 25 | 0 | 103 | 25 | 78 |  |  | Approved
30572 | 2020-Q2 | Town of Harbour Grace | HG Outfall #2 | Harbour Grace | Newfoundland and Labrador | Municipal or another local authority | Municipal or another local authority | Continuous | Quarterly | Quarterly | 0 | 387.4 | 32942 | 91 | 70 | 25 | 45 | 36 | 25 | 11 |  |  | Approved
30572 | 2020-Q3 | Town of Harbour Grace | HG Outfall #2 | Harbour Grace | Newfoundland and Labrador | Municipal or another local authority | Municipal or another local authority | Continuous | Quarterly | Quarterly | 0 | 387.4 | 22097 | 92 | 27 | 25 | 2 | 195 | 25 | 170 |  |  | Approved
30572 | 2020-Q4 | Town of Harbour Grace | HG Outfall #2 | Harbour Grace | Newfoundland and Labrador | Municipal or another local authority | Municipal or another local authority | Continuous | Quarterly | Quarterly | 0 | 387.4 | 18057 | 92 | 34 | 25 | 9 | 16 | 25 | -9 |  |  | Approved
30572 | 2021-Q1 | Town of Harbour Grace | HG Outfall #2 | Harbour Grace | Newfoundland and Labrador | Municipal or another local authority | Municipal or another local authority | Continuous | Quarterly | Quarterly | 0 | 318.8 | 21197 | 90 | 47 | 25 | 22 | 73 | 25 | 48 |  |  | Approved
30572 | 2021-Q2 | Town of Harbour Grace | HG Outfall #2 | Harbour Grace | Newfoundland and Labrador | Municipal or another local authority | Municipal or another local authority | Continuous | Quarterly | Quarterly | 0 | 318.8 | 19485 | 91 | 26 | 25 | 1 | 26 | 25 | 1 |  |  | Approved
30572 | 2021-Q3 | Town of Harbour Grace | HG Outfall #2 | Harbour Grace | Newfoundland and Labrador | Municipal or another local authority | Municipal or another local authority | Continuous | Quarterly | Quarterly | 0 | 318.8 | 11350 | 92 | 66 | 25 | 41 | 39 | 25 | 14 |  |  | Approved
30572 | 2021-Q4 | Town of Harbour Grace | HG Outfall #2 | Harbour Grace | Newfoundland and Labrador | Municipal or another local authority | Municipal or another local authority | Continuous | Quarterly | Quarterly | 0 | 318.8 | 9434 | 92 | 60 | 25 | 35 | 441 | 25 | 416 |  |  | Approved
30572 | 2022-Q1 | Town of Harbour Grace | HG Outfall #2 | Harbour Grace | Newfoundland and Labrador | Municipal or another local authority | Municipal or another local authority | Continuous | Quarterly | Quarterly | 0 | 168.4 | 18099 | 90 | 44 | 25 | 19 | 28 | 25 | 3 |  |  | Approved
30572 | 2022-Q2 | Town of Harbour Grace | HG Outfall #2 | Harbour Grace | Newfoundland and Labrador | Municipal or another local authority | Municipal or another local authority | Continuous | Quarterly | Quarterly | 0 | 168.4 | 13970 | 91 | 54 | 25 | 29 | 42 | 25 | 17 |  |  | Approved
30572 | 2022-Q3 | Town of Harbour Grace | HG Outfall #2 | Harbour Grace | Newfoundland and Labrador | Municipal or another local authority | Municipal or another local authority | Continuous | Quarterly | Quarterly | 0 | 168.4 | 5508 | 92 | 75 | 25 | 50 | 69 | 25 | 44 |  |  | Approved
30572 | 2022-Q4 | Town of Harbour Grace | HG Outfall #2 | Harbour Grace | Newfoundland and Labrador | Municipal or another local authority | Municipal or another local authority | Continuous | Quarterly | Quarterly | 0 | 168.4 | 12495 | 92 | 59 | 25 | 34 | 76 | 25 | 51 |  |  | Approved
30572 | 2023-Q1 | Town of Harbour Grace | HG Outfall #2 | Harbour Grace | Newfoundland and Labrador | Municipal or another local authority | Municipal or another local authority | Continuous | Quarterly | Quarterly | 0 | 137.2 | 10819 | 90 | 36 | 25 | 11 | 51 | 25 | 26 |  |  | Approved
30572 | 2023-Q2 | Town of Harbour Grace | HG Outfall #2 | Harbour Grace | Newfoundland and Labrador | Municipal or another local authority | Municipal or another local authority | Continuous | Quarterly | Quarterly | 0 | 137.2 | 2401 | 91 | 20 | 25 | -5 | 18 | 25 | -7 |  |  | Approved
30572 | 2023-Q3 | Town of Harbour Grace | HG Outfall #2 | Harbour Grace | Newfoundland and Labrador | Municipal or another local authority | Municipal or another local authority | Continuous | Quarterly | Quarterly | 0 | 137.2 | 1595 | 92 | 82 | 25 | 57 | 92 | 25 | 67 |  |  | Approved
30572 | 2023-Q4 | Town of Harbour Grace | HG Outfall #2 | Harbour Grace | Newfoundland and Labrador | Municipal or another local authority | Municipal or another local authority | Continuous | Quarterly | Quarterly | 0 | 137.2 | 989 | 92 | 27 | 25 | 2 | 30 | 25 | 5 |  |  | Approved
30573 | 2017-Q4 | Town of Harbour Grace | HG Outfall #3 | Harbour Grace | Newfoundland and Labrador | Municipal or another local authority | Municipal or another local authority | Continuous | Quarterly | Quarterly | 0 | 500 | 13218 | 38 | 29 | 25 | 4 | 38 | 25 | 13 |  |  | Approved
30573 | 2018-Q1 | Town of Harbour Grace | HG Outfall #3 | Harbour Grace | Newfoundland and Labrador | Municipal or another local authority | Municipal or another local authority | Continuous | Quarterly | Quarterly | 0 | 500 | 32395 | 90 | 24 | 25 | -1 | 23 | 25 | -2 |  |  | Approved
30573 | 2018-Q2 | Town of Harbour Grace | HG Outfall #3 | Harbour Grace | Newfoundland and Labrador | Municipal or another local authority | Municipal or another local authority | Continuous | Quarterly | Quarterly | 0 | 500 | 27902 | 91 | 121 | 25 | 96 | 166 | 25 | 141 |  |  | Approved
30573 | 2018-Q3 | Town of Harbour Grace | HG Outfall #3 | Harbour Grace | Newfoundland and Labrador | Municipal or another local authority | Municipal or another local authority | Continuous | Quarterly | Quarterly | 0 | 500 | 12424 | 92 | 107 | 25 | 82 | 46 | 25 | 21 |  |  | Approved
30573 | 2018-Q4 | Town of Harbour Grace | HG Outfall #3 | Harbour Grace | Newfoundland and Labrador | Municipal or another local authority | Municipal or another local authority | Continuous | Quarterly | Quarterly | 0 | 500 | 26071.9 | 92 | 44 | 25 | 19 | 51 | 25 | 26 |  |  | Approved
30573 | 2019-Q1 | Town of Harbour Grace | HG Outfall #3 | Harbour Grace | Newfoundland and Labrador | Municipal or another local authority | Municipal or another local authority | Continuous | Quarterly | Quarterly | 0 | 270.7 | 39460 | 90 | 50 | 25 | 25 | 48 | 25 | 23 |  |  | Approved
30573 | 2019-Q2 | Town of Harbour Grace | HG Outfall #3 | Harbour Grace | Newfoundland and Labrador | Municipal or another local authority | Municipal or another local authority | Continuous | Quarterly | Quarterly | 0 | 270.7 | 24919 | 91 | 45 | 25 | 20 | 60 | 25 | 35 |  |  | Approved
30573 | 2019-Q3 | Town of Harbour Grace | HG Outfall #3 | Harbour Grace | Newfoundland and Labrador | Municipal or another local authority | Municipal or another local authority | Continuous | Quarterly | Quarterly | 0 | 270.7 | 40123 | 92 | 28 | 25 | 3 | 32 | 25 | 7 |  |  | Approved
30573 | 2019-Q4 | Town of Harbour Grace | HG Outfall #3 | Harbour Grace | Newfoundland and Labrador | Municipal or another local authority | Municipal or another local authority | Continuous | Quarterly | Quarterly | 0 | 270.7 | 39515 | 92 | 56 | 25 | 31 | 47 | 25 | 22 |  |  | Approved
30573 | 2020-Q1 | Town of Harbour Grace | HG Outfall #3 | Harbour Grace | Newfoundland and Labrador | Municipal or another local authority | Municipal or another local authority | Continuous | Quarterly | Quarterly | 0 | 394.6 | 79079 | 91 | 27 | 25 | 2 | 13 | 25 | -12 |  |  | Approved
30573 | 2020-Q2 | Town of Harbour Grace | HG Outfall #3 | Harbour Grace | Newfoundland and Labrador | Municipal or another local authority | Municipal or another local authority | Continuous | Quarterly | Quarterly | 0 | 394.6 | 80899 | 91 | 30 | 25 | 5 | 12 | 25 | -13 |  |  | Approved
30573 | 2020-Q3 | Town of Harbour Grace | HG Outfall #3 | Harbour Grace | Newfoundland and Labrador | Municipal or another local authority | Municipal or another local authority | Continuous | Quarterly | Quarterly | 0 | 394.6 | 76154 | 92 | 45 | 25 | 20 | 15 | 25 | -10 |  |  | Approved
30573 | 2020-Q4 | Town of Harbour Grace | HG Outfall #3 | Harbour Grace | Newfoundland and Labrador | Municipal or another local authority | Municipal or another local authority | Continuous | Quarterly | Quarterly | 0 | 394.6 | 133967 | 92 | 26 | 25 | 1 | 7 | 25 | -18 |  |  | Approved
30573 | 2021-Q1 | Town of Harbour Grace | HG Outfall #3 | Harbour Grace | Newfoundland and Labrador | Municipal or another local authority | Municipal or another local authority | Continuous | Quarterly | Quarterly | 0 | 1011.2 | 203481 | 90 | 30 | 25 | 5 | 32 | 25 | 7 |  |  | Approved
30573 | 2021-Q2 | Town of Harbour Grace | HG Outfall #3 | Harbour Grace | Newfoundland and Labrador | Municipal or another local authority | Municipal or another local authority | Continuous | Quarterly | Quarterly | 0 | 1011.2 | 153669 | 91 | 33 | 25 | 8 | 11 | 25 | -14 |  |  | Approved
30573 | 2021-Q3 | Town of Harbour Grace | HG Outfall #3 | Harbour Grace | Newfoundland and Labrador | Municipal or another local authority | Municipal or another local authority | Continuous | Quarterly | Quarterly | 0 | 1011.2 | 125430 | 92 | 20 | 25 | -5 | 5 | 25 | -20 |  |  | Approved
30573 | 2021-Q4 | Town of Harbour Grace | HG Outfall #3 | Harbour Grace | Newfoundland and Labrador | Municipal or another local authority | Municipal or another local authority | Continuous | Quarterly | Quarterly | 0 | 1011.2 | 182927 | 92 | 50 | 25 | 25 | 52 | 25 | 27 |  |  | Approved
30573 | 2022-Q1 | Town of Harbour Grace | HG Outfall #3 | Harbour Grace | Newfoundland and Labrador | Municipal or another local authority | Municipal or another local authority | Continuous | Quarterly | Quarterly | 0 | 1823.3 | 69738 | 90 | 71 | 25 | 46 | 50 | 25 | 25 |  |  | Approved
30573 | 2022-Q2 | Town of Harbour Grace | HG Outfall #3 | Harbour Grace | Newfoundland and Labrador | Municipal or another local authority | Municipal or another local authority | Continuous | Quarterly | Quarterly | 0 | 1823.3 | 50953 | 91 | 43 | 25 | 18 | 16 | 25 | -9 |  |  | Approved
30573 | 2022-Q3 | Town of Harbour Grace | HG Outfall #3 | Harbour Grace | Newfoundland and Labrador | Municipal or another local authority | Municipal or another local authority | Continuous | Quarterly | Quarterly | 0 | 1823.3 | 37632 | 92 | 60 | 25 | 35 | 55 | 25 | 30 |  |  | Approved
30573 | 2022-Q4 | Town of Harbour Grace | HG Outfall #3 | Harbour Grace | Newfoundland and Labrador | Municipal or another local authority | Municipal or another local authority | Continuous | Quarterly | Quarterly | 0 | 1823.3 | 52774 | 92 | 104 | 25 | 79 | 286 | 25 | 261 |  |  | Approved
30573 | 2023-Q1 | Town of Harbour Grace | HG Outfall #3 | Harbour Grace | Newfoundland and Labrador | Municipal or another local authority | Municipal or another local authority | Continuous | Quarterly | Quarterly | 0 | 578.3 | 165238 | 90 | 51 | 25 | 26 | 52 | 25 | 27 |  |  | Approved
30573 | 2023-Q2 | Town of Harbour Grace | HG Outfall #3 | Harbour Grace | Newfoundland and Labrador | Municipal or another local authority | Municipal or another local authority | Continuous | Quarterly | Quarterly | 0 | 578.3 | 53662 | 91 | 116 | 25 | 91 | 62 | 25 | 37 |  |  | Approved
30573 | 2023-Q3 | Town of Harbour Grace | HG Outfall #3 | Harbour Grace | Newfoundland and Labrador | Municipal or another local authority | Municipal or another local authority | Continuous | Quarterly | Quarterly | 0 | 578.3 | 64811 | 92 | 73 | 25 | 48 | 35 | 25 | 10 |  |  | Approved
30573 | 2023-Q4 | Town of Harbour Grace | HG Outfall #3 | Harbour Grace | Newfoundland and Labrador | Municipal or another local authority | Municipal or another local authority | Continuous | Quarterly | Quarterly | 0 | 578.3 | 59962 | 92 | 39 | 25 | 14 | 30 | 25 | 5 |  |  | Approved
30573 | 2024-Q1 | Town of Harbour Grace | HG Outfall #3 | Harbour Grace | Newfoundland and Labrador | Municipal or another local authority | Municipal or another local authority | Continuous | Quarterly | Quarterly | 0 | 941.6 | 48502 | 91 | 83 | 25 | 58 | 221 | 25 | 196 |  |  | Approved
30573 | 2024-Q2 | Town of Harbour Grace | HG Outfall #3 | Harbour Grace | Newfoundland and Labrador | Municipal or another local authority | Municipal or another local authority | Continuous | Quarterly | Quarterly | 0 | 941.6 | 48601 | 91 | 35 | 25 | 10 | 75 | 25 | 50 |  |  | Approved
30573 | 2024-Q3 | Town of Harbour Grace | HG Outfall #3 | Harbour Grace | Newfoundland and Labrador | Municipal or another local authority | Municipal or another local authority | Continuous | Quarterly | Quarterly | 0 | 941.6 | 51222 | 92 | 56 | 25 | 31 | 44 | 25 | 19 |  |  | Approved
30573 | 2024-Q4 | Town of Harbour Grace | HG Outfall #3 | Harbour Grace | Newfoundland and Labrador | Municipal or another local authority | Municipal or another local authority | Continuous | Quarterly | Quarterly | 0 | 941.6 | 56368 | 92 | 58 | 25 | 33 | 34 | 25 | 9 |  |  | Approved
30574 | 2017-Q4 | Town of Harbour Grace | HG Outfall #4 | Harbour Grace | Newfoundland and Labrador | Municipal or another local authority | Municipal or another local authority | Continuous | Quarterly | Quarterly | 0 | 300 | 78300 | 12 | 32 | 25 | 7 | 43 | 25 | 18 |  |  | Approved
30574 | 2018-Q1 | Town of Harbour Grace | HG Outfall #4 | Harbour Grace | Newfoundland and Labrador | Municipal or another local authority | Municipal or another local authority | Continuous | Quarterly | Quarterly | 0 | 300 | 59130 | 90 | 46 | 25 | 21 | 41 | 25 | 16 |  |  | Approved
30574 | 2018-Q2 | Town of Harbour Grace | HG Outfall #4 | Harbour Grace | Newfoundland and Labrador | Municipal or another local authority | Municipal or another local authority | Continuous | Quarterly | Quarterly | 0 | 300 | 57069 | 91 | 39 | 25 | 14 | 72 | 25 | 47 |  |  | Approved
30574 | 2018-Q3 | Town of Harbour Grace | HG Outfall #4 | Harbour Grace | Newfoundland and Labrador | Municipal or another local authority | Municipal or another local authority | Continuous | Quarterly | Quarterly | 0 | 300 | 36417 | 92 | 63 | 25 | 38 | 50 | 25 | 25 |  |  | Approved
30574 | 2018-Q4 | Town of Harbour Grace | HG Outfall #4 | Harbour Grace | Newfoundland and Labrador | Municipal or another local authority | Municipal or another local authority | Continuous | Quarterly | Quarterly | 0 | 300 | 35838.8 | 92 | 49 | 25 | 24 | 41 | 25 | 16 |  |  | Approved
30574 | 2019-Q1 | Town of Harbour Grace | HG Outfall #4 | Harbour Grace | Newfoundland and Labrador | Municipal or another local authority | Municipal or another local authority | Continuous | Quarterly | Quarterly | 0 | 516.3 | 12961 | 90 | 39 | 25 | 14 | 25 | 25 | 0 |  |  | Approved
30574 | 2019-Q2 | Town of Harbour Grace | HG Outfall #4 | Harbour Grace | Newfoundland and Labrador | Municipal or another local authority | Municipal or another local authority | Continuous | Quarterly | Quarterly | 0 | 516.3 | 51542 | 91 | 33 | 25 | 8 | 36 | 25 | 11 |  |  | Approved
30574 | 2019-Q3 | Town of Harbour Grace | HG Outfall #4 | Harbour Grace | Newfoundland and Labrador | Municipal or another local authority | Municipal or another local authority | Continuous | Quarterly | Quarterly | 0 | 516.3 | 40554 | 92 | 60 | 25 | 35 | 64 | 25 | 39 |  |  | Approved
30574 | 2019-Q4 | Town of Harbour Grace | HG Outfall #4 | Harbour Grace | Newfoundland and Labrador | Municipal or another local authority | Municipal or another local authority | Continuous | Quarterly | Quarterly | 0 | 516.3 | 62732 | 92 | 47 | 25 | 22 | 64 | 25 | 39 |  |  | Approved
30574 | 2020-Q1 | Town of Harbour Grace | HG Outfall #4 | Harbour Grace | Newfoundland and Labrador | Municipal or another local authority | Municipal or another local authority | Continuous | Quarterly | Quarterly | 0 | 459.7 | 96460 | 91 | 34 | 25 | 9 | 42 | 25 | 17 |  |  | Approved
30574 | 2020-Q2 | Town of Harbour Grace | HG Outfall #4 | Harbour Grace | Newfoundland and Labrador | Municipal or another local authority | Municipal or another local authority | Continuous | Quarterly | Quarterly | 0 | 459.7 | 84721 | 91 | 65 | 25 | 40 | 31 | 25 | 6 |  |  | Approved
30574 | 2020-Q3 | Town of Harbour Grace | HG Outfall #4 | Harbour Grace | Newfoundland and Labrador | Municipal or another local authority | Municipal or another local authority | Continuous | Quarterly | Quarterly | 0 | 459.7 | 54287 | 92 | 38 | 25 | 13 | 26 | 25 | 1 |  |  | Approved
30574 | 2020-Q4 | Town of Harbour Grace | HG Outfall #4 | Harbour Grace | Newfoundland and Labrador | Municipal or another local authority | Municipal or another local authority | Continuous | Quarterly | Quarterly | 0 | 459.7 | 66178 | 92 | 57 | 25 | 32 | 41 | 25 | 16 |  |  | Approved
30574 | 2021-Q1 | Town of Harbour Grace | HG Outfall #4 | Harbour Grace | Newfoundland and Labrador | Municipal or another local authority | Municipal or another local authority | Continuous | Quarterly | Quarterly | 0 | 824.2 | 82244 | 90 | 65 | 25 | 40 | 55 | 25 | 30 |  |  | Approved
30574 | 2021-Q2 | Town of Harbour Grace | HG Outfall #4 | Harbour Grace | Newfoundland and Labrador | Municipal or another local authority | Municipal or another local authority | Continuous | Quarterly | Quarterly | 0 | 824.2 | 70936 | 91 | 70 | 25 | 45 | 55 | 25 | 30 |  |  | Approved
30574 | 2021-Q3 | Town of Harbour Grace | HG Outfall #4 | Harbour Grace | Newfoundland and Labrador | Municipal or another local authority | Municipal or another local authority | Continuous | Quarterly | Quarterly | 0 | 824.2 | 52203 | 92 | 54 | 25 | 29 | 67 | 25 | 42 |  |  | Approved
30574 | 2021-Q4 | Town of Harbour Grace | HG Outfall #4 | Harbour Grace | Newfoundland and Labrador | Municipal or another local authority | Municipal or another local authority | Continuous | Quarterly | Quarterly | 0 | 824.2 | 77700 | 92 | 43 | 25 | 18 | 51 | 25 | 26 |  |  | Approved
30574 | 2022-Q1 | Town of Harbour Grace | HG Outfall #4 | Harbour Grace | Newfoundland and Labrador | Municipal or another local authority | Municipal or another local authority | Continuous | Quarterly | Quarterly | 0 | 775.6 | 97314 | 90 | 57 | 25 | 32 | 43 | 25 | 18 |  |  | Approved
30574 | 2022-Q2 | Town of Harbour Grace | HG Outfall #4 | Harbour Grace | Newfoundland and Labrador | Municipal or another local authority | Municipal or another local authority | Continuous | Quarterly | Quarterly | 0 | 775.6 | 58938 | 91 | 64 | 25 | 39 | 50 | 25 | 25 |  |  | Approved
30574 | 2022-Q3 | Town of Harbour Grace | HG Outfall #4 | Harbour Grace | Newfoundland and Labrador | Municipal or another local authority | Municipal or another local authority | Continuous | Quarterly | Quarterly | 0 | 775.6 | 26843 | 92 | 89 | 25 | 64 | 77 | 25 | 52 |  |  | Approved
30574 | 2022-Q4 | Town of Harbour Grace | HG Outfall #4 | Harbour Grace | Newfoundland and Labrador | Municipal or another local authority | Municipal or another local authority | Continuous | Quarterly | Quarterly | 0 | 775.6 | 45694 | 92 | 73 | 25 | 48 | 67 | 25 | 42 |  |  | Approved
30574 | 2023-Q1 | Town of Harbour Grace | HG Outfall #4 | Harbour Grace | Newfoundland and Labrador | Municipal or another local authority | Municipal or another local authority | Continuous | Quarterly | Quarterly | 0 | 626.8 | 65739 | 90 | 33 | 25 | 8 | 49 | 25 | 24 |  |  | Approved
30574 | 2023-Q2 | Town of Harbour Grace | HG Outfall #4 | Harbour Grace | Newfoundland and Labrador | Municipal or another local authority | Municipal or another local authority | Continuous | Quarterly | Quarterly | 0 | 626.8 | 52722 | 91 | 44 | 25 | 19 | 51 | 25 | 26 |  |  | Approved
30574 | 2023-Q3 | Town of Harbour Grace | HG Outfall #4 | Harbour Grace | Newfoundland and Labrador | Municipal or another local authority | Municipal or another local authority | Continuous | Quarterly | Quarterly | 0 | 626.8 | 39523 | 92 | 67 | 25 | 42 | 95 | 25 | 70 |  |  | Approved
30574 | 2023-Q4 | Town of Harbour Grace | HG Outfall #4 | Harbour Grace | Newfoundland and Labrador | Municipal or another local authority | Municipal or another local authority | Continuous | Quarterly | Quarterly | 0 | 626.8 | 35458 | 92 | 85 | 25 | 60 | 161 | 25 | 136 |  |  | Approved
30574 | 2024-Q1 | Town of Harbour Grace | HG Outfall #4 | Harbour Grace | Newfoundland and Labrador | Municipal or another local authority | Municipal or another local authority | Continuous | Quarterly | Quarterly | 0 | 530 | 58967 | 91 | 68 | 25 | 43 | 440 | 25 | 415 |  |  | Approved
30574 | 2024-Q2 | Town of Harbour Grace | HG Outfall #4 | Harbour Grace | Newfoundland and Labrador | Municipal or another local authority | Municipal or another local authority | Continuous | Quarterly | Quarterly | 0 | 530 | 57089 | 91 | 47 | 25 | 22 | 50 | 25 | 25 |  |  | Approved
30574 | 2024-Q3 | Town of Harbour Grace | HG Outfall #4 | Harbour Grace | Newfoundland and Labrador | Municipal or another local authority | Municipal or another local authority | Continuous | Quarterly | Quarterly | 0 | 530 | 37960 | 92 | 89 | 25 | 64 | 163 | 25 | 138 |  |  | Approved
30574 | 2024-Q4 | Town of Harbour Grace | HG Outfall #4 | Harbour Grace | Newfoundland and Labrador | Municipal or another local authority | Municipal or another local authority | Continuous | Quarterly | Quarterly | 0 | 530 | 55352 | 92 | 180 | 25 | 155 | 187 | 25 | 162 |  |  | Approved
30575 | 2017-Q4 | Town of Harbour Grace | HG Outfall #5 | Harbour Grace | Newfoundland and Labrador | Municipal or another local authority | Municipal or another local authority | Continuous | Quarterly | Quarterly | 0 | 550 | 78044 | 38 | 29 | 25 | 4 | 32 | 25 | 7 |  |  | Approved
30575 | 2018-Q1 | Town of Harbour Grace | HG Outfall #5 | Harbour Grace | Newfoundland and Labrador | Municipal or another local authority | Municipal or another local authority | Continuous | Quarterly | Quarterly | 0 | 550 | 166065 | 90 | 32 | 25 | 7 | 21 | 25 | -4 |  |  | Approved
30575 | 2018-Q2 | Town of Harbour Grace | HG Outfall #5 | Harbour Grace | Newfoundland and Labrador | Municipal or another local authority | Municipal or another local authority | Continuous | Quarterly | Quarterly | 0 | 550 | 107018 | 91 | 53 | 25 | 28 | 53 | 25 | 28 |  |  | Approved
30575 | 2018-Q3 | Town of Harbour Grace | HG Outfall #5 | Harbour Grace | Newfoundland and Labrador | Municipal or another local authority | Municipal or another local authority | Continuous | Quarterly | Quarterly | 0 | 550 | 18592 | 92 | 78 | 25 | 53 | 95 | 25 | 70 |  |  | Approved
30575 | 2018-Q4 | Town of Harbour Grace | HG Outfall #5 | Harbour Grace | Newfoundland and Labrador | Municipal or another local authority | Municipal or another local authority | Continuous | Quarterly | Quarterly | 0 | 550 | 40073.4 | 92 | 51 | 25 | 26 | 48 | 25 | 23 |  |  | Approved
30575 | 2019-Q1 | Town of Harbour Grace | HG Outfall #5 | Harbour Grace | Newfoundland and Labrador | Municipal or another local authority | Municipal or another local authority | Continuous | Quarterly | Quarterly | 0 | 908.9 | 85060 | 90 | 76 | 25 | 51 | 84 | 25 | 59 |  |  | Approved
30575 | 2019-Q2 | Town of Harbour Grace | HG Outfall #5 | Harbour Grace | Newfoundland and Labrador | Municipal or another local authority | Municipal or another local authority | Continuous | Quarterly | Quarterly | 0 | 908.9 | 47621 | 91 | 40 | 25 | 15 | 41 | 25 | 16 |  |  | Approved
30575 | 2019-Q3 | Town of Harbour Grace | HG Outfall #5 | Harbour Grace | Newfoundland and Labrador | Municipal or another local authority | Municipal or another local authority | Continuous | Quarterly | Quarterly | 0 | 908.9 | 37503 | 92 | 53 | 25 | 28 | 52 | 25 | 27 |  |  | Approved
30575 | 2019-Q4 | Town of Harbour Grace | HG Outfall #5 | Harbour Grace | Newfoundland and Labrador | Municipal or another local authority | Municipal or another local authority | Continuous | Quarterly | Quarterly | 0 | 908.9 | 86039 | 92 | 40 | 25 | 15 | 104 | 25 | 79 |  |  | Approved
30575 | 2020-Q1 | Town of Harbour Grace | HG Outfall #5 | Harbour Grace | Newfoundland and Labrador | Municipal or another local authority | Municipal or another local authority | Continuous | Quarterly | Quarterly | 0 | 702 | 81081 | 91 | 33 | 25 | 8 | 41 | 25 | 16 |  |  | Approved
30575 | 2020-Q2 | Town of Harbour Grace | HG Outfall #5 | Harbour Grace | Newfoundland and Labrador | Municipal or another local authority | Municipal or another local authority | Continuous | Quarterly | Quarterly | 0 | 702 | 144963 | 91 | 114 | 25 | 89 | 131 | 25 | 106 |  |  | Approved
30575 | 2020-Q3 | Town of Harbour Grace | HG Outfall #5 | Harbour Grace | Newfoundland and Labrador | Municipal or another local authority | Municipal or another local authority | Continuous | Quarterly | Quarterly | 0 | 702 | 69564 | 92 | 38 | 25 | 13 | 37 | 25 | 12 |  |  | Approved
30575 | 2020-Q4 | Town of Harbour Grace | HG Outfall #5 | Harbour Grace | Newfoundland and Labrador | Municipal or another local authority | Municipal or another local authority | Continuous | Quarterly | Quarterly | 0 | 702 | 124888 | 92 | 36 | 25 | 11 | 14 | 25 | -11 |  |  | Approved
30575 | 2021-Q1 | Town of Harbour Grace | HG Outfall #5 | Harbour Grace | Newfoundland and Labrador | Municipal or another local authority | Municipal or another local authority | Continuous | Quarterly | Quarterly | 0 | 1148.9 | 137007 | 90 | 58 | 25 | 33 | 51 | 25 | 26 |  |  | Approved
30575 | 2021-Q2 | Town of Harbour Grace | HG Outfall #5 | Harbour Grace | Newfoundland and Labrador | Municipal or another local authority | Municipal or another local authority | Continuous | Quarterly | Quarterly | 0 | 1148.9 | 165736 | 91 | 38 | 25 | 13 | 33 | 25 | 8 |  |  | Approved
30575 | 2021-Q3 | Town of Harbour Grace | HG Outfall #5 | Harbour Grace | Newfoundland and Labrador | Municipal or another local authority | Municipal or another local authority | Continuous | Quarterly | Quarterly | 0 | 1148.9 | 88090 | 92 | 38 | 25 | 13 | 25 | 25 | 0 |  |  | Approved
30575 | 2021-Q4 | Town of Harbour Grace | HG Outfall #5 | Harbour Grace | Newfoundland and Labrador | Municipal or another local authority | Municipal or another local authority | Continuous | Quarterly | Quarterly | 0 | 1148.9 | 320079 | 92 | 31 | 25 | 6 | 25 | 25 | 0 |  |  | Approved
30575 | 2022-Q1 | Town of Harbour Grace | HG Outfall #5 | Harbour Grace | Newfoundland and Labrador | Municipal or another local authority | Municipal or another local authority | Continuous | Quarterly | Quarterly | 0 | 1947.7 | 231671 | 90 | 23 | 25 | -2 | 24 | 25 | -1 |  |  | Approved
30575 | 2022-Q2 | Town of Harbour Grace | HG Outfall #5 | Harbour Grace | Newfoundland and Labrador | Municipal or another local authority | Municipal or another local authority | Continuous | Quarterly | Quarterly | 0 | 1947.7 | 163438 | 91 | 94 | 25 | 69 | 83 | 25 | 58 |  |  | Approved
30575 | 2022-Q3 | Town of Harbour Grace | HG Outfall #5 | Harbour Grace | Newfoundland and Labrador | Municipal or another local authority | Municipal or another local authority | Continuous | Quarterly | Quarterly | 0 | 1947.7 | 145003 | 92 | 59 | 25 | 34 | 44 | 25 | 19 |  |  | Approved
30575 | 2022-Q4 | Town of Harbour Grace | HG Outfall #5 | Harbour Grace | Newfoundland and Labrador | Municipal or another local authority | Municipal or another local authority | Continuous | Quarterly | Quarterly | 0 | 1947.7 | 186056 | 92 | 44 | 25 | 19 | 42 | 25 | 17 |  |  | Approved
30575 | 2023-Q1 | Town of Harbour Grace | HG Outfall #5 | Harbour Grace | Newfoundland and Labrador | Municipal or another local authority | Municipal or another local authority | Continuous | Quarterly | Quarterly | 0 | 1989.5 | 223564 | 90 | 20 | 25 | -5 | 31 | 25 | 6 |  |  | Approved
30575 | 2023-Q2 | Town of Harbour Grace | HG Outfall #5 | Harbour Grace | Newfoundland and Labrador | Municipal or another local authority | Municipal or another local authority | Continuous | Quarterly | Quarterly | 0 | 1989.5 | 137535 | 91 | 22 | 25 | -3 | 20 | 25 | -5 |  |  | Approved
30575 | 2023-Q3 | Town of Harbour Grace | HG Outfall #5 | Harbour Grace | Newfoundland and Labrador | Municipal or another local authority | Municipal or another local authority | Continuous | Quarterly | Quarterly | 0 | 1989.5 | 70458 | 92 | 44 | 25 | 19 | 53 | 25 | 28 |  |  | Approved
30575 | 2023-Q4 | Town of Harbour Grace | HG Outfall #5 | Harbour Grace | Newfoundland and Labrador | Municipal or another local authority | Municipal or another local authority | Continuous | Quarterly | Quarterly | 0 | 1989.5 | 124017 | 92 | 37 | 25 | 12 | 24 | 25 | -1 |  |  | Approved
30575 | 2024-Q1 | Town of Harbour Grace | HG Outfall #5 | Harbour Grace | Newfoundland and Labrador | Municipal or another local authority | Municipal or another local authority | Continuous | Quarterly | Quarterly | 0 | 1522.1 | 163354 | 91 | 31 | 25 | 6 | 31 | 25 | 6 |  |  | Approved
30575 | 2024-Q2 | Town of Harbour Grace | HG Outfall #5 | Harbour Grace | Newfoundland and Labrador | Municipal or another local authority | Municipal or another local authority | Continuous | Quarterly | Quarterly | 0 | 1522.1 | 118525 | 91 | 23 | 25 | -2 | 16 | 25 | -9 |  |  | Approved
30575 | 2024-Q3 | Town of Harbour Grace | HG Outfall #5 | Harbour Grace | Newfoundland and Labrador | Municipal or another local authority | Municipal or another local authority | Continuous | Quarterly | Quarterly | 0 | 1522.1 | 80318 | 92 | 41 | 25 | 16 | 95 | 25 | 70 |  |  | Approved
30575 | 2024-Q4 | Town of Harbour Grace | HG Outfall #5 | Harbour Grace | Newfoundland and Labrador | Municipal or another local authority | Municipal or another local authority | Continuous | Quarterly | Quarterly | 0 | 1522.1 | 123618 | 92 | 39 | 25 | 14 | 39 | 25 | 14 |  |  | Approved
30582 | 2017-Q4 | Town of Cartwright | Cartwright Outfall | Cartwright | Newfoundland and Labrador | Municipal or another local authority | Municipal or another local authority | Continuous | Quarterly | Quarterly | 0 | 300 | 11500 | 92 | 30 | 25 | 5 | 27 | 25 | 2 |  |  | Approved
30582 | 2018-Q1 | Town of Cartwright | Cartwright Outfall | Cartwright | Newfoundland and Labrador | Municipal or another local authority | Municipal or another local authority | Continuous | Quarterly | Quarterly | 0 | 300 | 17640 | 90 | 63 | 25 | 38 | 95 | 25 | 70 |  |  | Approved
30582 | 2018-Q2 | Town of Cartwright | Cartwright Outfall | Cartwright | Newfoundland and Labrador | Municipal or another local authority | Municipal or another local authority | Continuous | Quarterly | Quarterly | 0 | 300 | 20601 | 91 | 46 | 25 | 21 | 69 | 25 | 44 |  |  | Approved
30582 | 2018-Q3 | Town of Cartwright | Cartwright Outfall | Cartwright | Newfoundland and Labrador | Municipal or another local authority | Municipal or another local authority | Continuous | Quarterly | Quarterly | 0 | 300 | 16771 | 92 | 33 | 25 | 8 | 28 | 25 | 3 |  |  | Approved
30582 | 2018-Q4 | Town of Cartwright | Cartwright Outfall | Cartwright | Newfoundland and Labrador | Municipal or another local authority | Municipal or another local authority | Continuous | Quarterly | Quarterly | 0 | 300 | 14301.2 | 92 | 39 | 25 | 14 | 51 | 25 | 26 |  |  | Approved
30582 | 2019-Q1 | Town of Cartwright | Cartwright Outfall | Cartwright | Newfoundland and Labrador | Municipal or another local authority | Municipal or another local authority | Continuous | Quarterly | Quarterly | 0 | 189.9 | 16401 | 90 | 33 | 25 | 8 | 112 | 25 | 87 |  |  | Approved
30582 | 2019-Q2 | Town of Cartwright | Cartwright Outfall | Cartwright | Newfoundland and Labrador | Municipal or another local authority | Municipal or another local authority | Continuous | Quarterly | Quarterly | 0 | 189.9 | 29486 | 91 | 33 | 25 | 8 | 92 | 25 | 67 |  |  | Approved
30582 | 2019-Q3 | Town of Cartwright | Cartwright Outfall | Cartwright | Newfoundland and Labrador | Municipal or another local authority | Municipal or another local authority | Continuous | Quarterly | Quarterly | 0 | 189.9 | 18756 | 92 | 68 | 25 | 43 | 152 | 25 | 127 |  |  | Approved
30582 | 2019-Q4 | Town of Cartwright | Cartwright Outfall | Cartwright | Newfoundland and Labrador | Municipal or another local authority | Municipal or another local authority | Continuous | Quarterly | Quarterly | 0 | 189.9 | 22448 | 92 | 69 | 25 | 44 | 93 | 25 | 68 |  |  | Approved
30582 | 2020-Q1 | Town of Cartwright | Cartwright Outfall | Cartwright | Newfoundland and Labrador | Municipal or another local authority | Municipal or another local authority | Continuous | Quarterly | Quarterly | 0 | 238.6 | 25937 | 91 | 55 | 25 | 30 | 34 | 25 | 9 |  |  | Approved
30582 | 2020-Q2 | Town of Cartwright | Cartwright Outfall | Cartwright | Newfoundland and Labrador | Municipal or another local authority | Municipal or another local authority | Continuous | Quarterly | Quarterly | 0 | 238.6 | 29302 | 91 | 21 | 25 | -4 | 44 | 25 | 19 |  |  | Approved
30582 | 2020-Q3 | Town of Cartwright | Cartwright Outfall | Cartwright | Newfoundland and Labrador | Municipal or another local authority | Municipal or another local authority | Continuous | Quarterly | Quarterly | 0 | 238.6 | 10419 | 92 | 96 | 25 | 71 | 63 | 25 | 38 |  |  | Approved
30582 | 2020-Q4 | Town of Cartwright | Cartwright Outfall | Cartwright | Newfoundland and Labrador | Municipal or another local authority | Municipal or another local authority | Continuous | Quarterly | Quarterly | 0 | 238.6 | 15635 | 92 | 88 | 25 | 63 | 103 | 25 | 78 |  |  | Approved
30582 | 2021-Q1 | Town of Cartwright | Cartwright Outfall | Cartwright | Newfoundland and Labrador | Municipal or another local authority | Municipal or another local authority | Continuous | Quarterly | Quarterly | 0 | 222.1 | 18130 | 90 | 62 | 25 | 37 | 72 | 25 | 47 |  |  | Approved
30582 | 2021-Q2 | Town of Cartwright | Cartwright Outfall | Cartwright | Newfoundland and Labrador | Municipal or another local authority | Municipal or another local authority | Continuous | Quarterly | Quarterly | 0 | 222.1 | 23978 | 91 | 50 | 25 | 25 | 88 | 25 | 63 |  |  | Approved
30582 | 2021-Q3 | Town of Cartwright | Cartwright Outfall | Cartwright | Newfoundland and Labrador | Municipal or another local authority | Municipal or another local authority | Continuous | Quarterly | Quarterly | 0 | 222.1 | 14587 | 92 | 36 | 25 | 11 | 57 | 25 | 32 |  |  | Approved
30582 | 2021-Q4 | Town of Cartwright | Cartwright Outfall | Cartwright | Newfoundland and Labrador | Municipal or another local authority | Municipal or another local authority | Continuous | Quarterly | Quarterly | 0 | 222.1 | 13650 | 92 | 73 | 25 | 48 | 54 | 25 | 29 |  |  | Approved
30582 | 2022-Q1 | Town of Cartwright | Cartwright Outfall | Cartwright | Newfoundland and Labrador | Municipal or another local authority | Municipal or another local authority | Continuous | Quarterly | Quarterly | 0 | 192.7 | 20156 | 90 | 64 | 25 | 39 | 52 | 25 | 27 |  |  | Approved
30582 | 2022-Q2 | Town of Cartwright | Cartwright Outfall | Cartwright | Newfoundland and Labrador | Municipal or another local authority | Municipal or another local authority | Continuous | Quarterly | Quarterly | 0 | 192.7 | 33983 | 91 | 61 | 25 | 36 | 89 | 25 | 64 |  |  | Approved
30582 | 2022-Q3 | Town of Cartwright | Cartwright Outfall | Cartwright | Newfoundland and Labrador | Municipal or another local authority | Municipal or another local authority | Continuous | Quarterly | Quarterly | 0 | 192.7 | 19301 | 92 | 103 | 25 | 78 | 85 | 25 | 60 |  |  | Approved
30582 | 2022-Q4 | Town of Cartwright | Cartwright Outfall | Cartwright | Newfoundland and Labrador | Municipal or another local authority | Municipal or another local authority | Continuous | Quarterly | Quarterly | 0 | 192.7 | 13438 | 92 | 77 | 25 | 52 | 82 | 25 | 57 |  |  | Approved
30582 | 2023-Q1 | Town of Cartwright | Cartwright Outfall | Cartwright | Newfoundland and Labrador | Municipal or another local authority | Municipal or another local authority | Continuous | Quarterly | Quarterly | 0 | 238 | 133648 | 90 | 25 | 25 | 0 | 15 | 25 | -10 |  |  | Approved
30582 | 2023-Q2 | Town of Cartwright | Cartwright Outfall | Cartwright | Newfoundland and Labrador | Municipal or another local authority | Municipal or another local authority | Continuous | Quarterly | Quarterly | 0 | 238 | 17216 | 91 | 60 | 25 | 35 | 110 | 25 | 85 |  |  | Approved
30582 | 2023-Q3 | Town of Cartwright | Cartwright Outfall | Cartwright | Newfoundland and Labrador | Municipal or another local authority | Municipal or another local authority | Continuous | Quarterly | Quarterly | 0 | 238 | 13082 | 92 | 86 | 25 | 61 | 59 | 25 | 34 |  |  | Approved
30582 | 2023-Q4 | Town of Cartwright | Cartwright Outfall | Cartwright | Newfoundland and Labrador | Municipal or another local authority | Municipal or another local authority | Continuous | Quarterly | Quarterly | 0 | 238 | 28308 | 92 | 70 | 25 | 45 | 54 | 25 | 29 |  |  | Approved
30582 | 2024-Q1 | Town of Cartwright | Cartwright Outfall | Cartwright | Newfoundland and Labrador | Municipal or another local authority | Municipal or another local authority | Continuous | Quarterly | Quarterly | 0 | 526.7 | 27118 | 91 | 29 | 25 | 4 | 88 | 25 | 63 |  |  | Approved
30582 | 2024-Q2 | Town of Cartwright | Cartwright Outfall | Cartwright | Newfoundland and Labrador | Municipal or another local authority | Municipal or another local authority | Continuous | Quarterly | Quarterly | 0 | 526.7 | 24893 | 91 | 99 | 25 | 74 | 88 | 25 | 63 |  |  | Approved
30582 | 2024-Q3 | Town of Cartwright | Cartwright Outfall | Cartwright | Newfoundland and Labrador | Municipal or another local authority | Municipal or another local authority | Continuous | Quarterly | Quarterly | 0 | 526.7 | 14193 | 92 | 81 | 25 | 56 | 30 | 25 | 5 |  |  | Approved
30582 | 2024-Q4 | Town of Cartwright | Cartwright Outfall | Cartwright | Newfoundland and Labrador | Municipal or another local authority | Municipal or another local authority | Continuous | Quarterly | Quarterly | 0 | 526.7 | 14207 | 92 | 69 | 25 | 44 | 98 | 25 | 73 |  |  | Approved
30583 | 2018-Q1 | Town of Middle Arm | Town of Middle Arm | Middle Arm | Newfoundland and Labrador | Municipal or another local authority | Municipal or another local authority | Continuous | Quarterly | Quarterly | 0 | 350 | 1740 | 79 | 33 | 25 | 8 | 19 | 25 | -6 |  |  | Approved
30583 | 2018-Q2 | Town of Middle Arm | Town of Middle Arm | Middle Arm | Newfoundland and Labrador | Municipal or another local authority | Municipal or another local authority | Continuous | Quarterly | Quarterly | 0 | 350 | 114360 | 91 | 129 | 25 | 104 | 229 | 25 | 204 |  |  | Approved
30583 | 2018-Q3 | Town of Middle Arm | Town of Middle Arm | Middle Arm | Newfoundland and Labrador | Municipal or another local authority | Municipal or another local authority | Continuous | Quarterly | Quarterly | 0 | 350 | 32784 | 92 | 85 | 25 | 60 | 60 | 25 | 35 |  |  | Approved
30583 | 2018-Q4 | Town of Middle Arm | Town of Middle Arm | Middle Arm | Newfoundland and Labrador | Municipal or another local authority | Municipal or another local authority | Continuous | Quarterly | Quarterly | 0 | 350 | 35510.3 | 92 | 87 | 25 | 62 | 67 | 25 | 42 |  |  | Approved
30583 | 2019-Q1 | Town of Middle Arm | Town of Middle Arm | Middle Arm | Newfoundland and Labrador | Municipal or another local authority | Municipal or another local authority | Continuous | Quarterly | Quarterly | 0 | 505.2 | 11786 | 90 | 81 | 25 | 56 | 128 | 25 | 103 |  |  | Approved
30583 | 2019-Q2 | Town of Middle Arm | Town of Middle Arm | Middle Arm | Newfoundland and Labrador | Municipal or another local authority | Municipal or another local authority | Continuous | Quarterly | Quarterly | 0 | 505.2 | 42039 | 91 | 61 | 25 | 36 | 46 | 25 | 21 |  |  | Approved
30583 | 2019-Q3 | Town of Middle Arm | Town of Middle Arm | Middle Arm | Newfoundland and Labrador | Municipal or another local authority | Municipal or another local authority | Continuous | Quarterly | Quarterly | 0 | 505.2 | 21118 | 92 | 67 | 25 | 42 | 98 | 25 | 73 |  |  | Approved
30583 | 2019-Q4 | Town of Middle Arm | Town of Middle Arm | Middle Arm | Newfoundland and Labrador | Municipal or another local authority | Municipal or another local authority | Continuous | Quarterly | Quarterly | 0 | 505.2 | 32576 | 92 | 69 | 25 | 44 | 212 | 25 | 187 |  |  | Approved
30583 | 2020-Q1 | Town of Middle Arm | Town of Middle Arm | Middle Arm | Newfoundland and Labrador | Municipal or another local authority | Municipal or another local authority | Continuous | Quarterly | Quarterly | 0 | 294.6 | 32214 | 91 | 110 | 25 | 85 | 87 | 25 | 62 |  |  | Approved
30583 | 2020-Q2 | Town of Middle Arm | Town of Middle Arm | Middle Arm | Newfoundland and Labrador | Municipal or another local authority | Municipal or another local authority | Continuous | Quarterly | Quarterly | 0 | 294.6 | 37128 | 91 | 170 | 25 | 145 | 104 | 25 | 79 |  |  | Approved
30583 | 2020-Q3 | Town of Middle Arm | Town of Middle Arm | Middle Arm | Newfoundland and Labrador | Municipal or another local authority | Municipal or another local authority | Continuous | Quarterly | Quarterly | 0 | 294.6 | 18117 | 92 | 87 | 25 | 62 | 93 | 25 | 68 |  |  | Approved
30583 | 2020-Q4 | Town of Middle Arm | Town of Middle Arm | Middle Arm | Newfoundland and Labrador | Municipal or another local authority | Municipal or another local authority | Continuous | Quarterly | Quarterly | 0 | 294.6 | 23967 | 92 | 89 | 25 | 64 | 105 | 25 | 80 |  |  | Approved
30583 | 2021-Q1 | Town of Middle Arm | Town of Middle Arm | Middle Arm | Newfoundland and Labrador | Municipal or another local authority | Municipal or another local authority | Continuous | Quarterly | Quarterly | 0 | 304.4 | 18927 | 90 | 153 | 25 | 128 | 168 | 25 | 143 |  |  | Approved
30583 | 2021-Q2 | Town of Middle Arm | Town of Middle Arm | Middle Arm | Newfoundland and Labrador | Municipal or another local authority | Municipal or another local authority | Continuous | Quarterly | Quarterly | 0 | 304.4 | 20861 | 91 | 84 | 25 | 59 | 174 | 25 | 149 |  |  | Approved
30583 | 2021-Q3 | Town of Middle Arm | Town of Middle Arm | Middle Arm | Newfoundland and Labrador | Municipal or another local authority | Municipal or another local authority | Continuous | Quarterly | Quarterly | 0 | 304.4 | 13995 | 92 | 76 | 25 | 51 | 74 | 25 | 49 |  |  | Approved
30583 | 2021-Q4 | Town of Middle Arm | Town of Middle Arm | Middle Arm | Newfoundland and Labrador | Municipal or another local authority | Municipal or another local authority | Continuous | Quarterly | Quarterly | 0 | 304.4 | 19336 | 92 | 95 | 25 | 70 | 55 | 25 | 30 |  |  | Approved
30583 | 2022-Q1 | Town of Middle Arm | Town of Middle Arm | Middle Arm | Newfoundland and Labrador | Municipal or another local authority | Municipal or another local authority | Continuous | Quarterly | Quarterly | 0 | 200.3 | 21377 | 90 | 179 | 25 | 154 | 240 | 25 | 215 |  |  | Approved
30583 | 2022-Q2 | Town of Middle Arm | Town of Middle Arm | Middle Arm | Newfoundland and Labrador | Municipal or another local authority | Municipal or another local authority | Continuous | Quarterly | Quarterly | 0 | 200.3 | 19105 | 91 | 108 | 25 | 83 | 66 | 25 | 41 |  |  | Approved
30583 | 2022-Q3 | Town of Middle Arm | Town of Middle Arm | Middle Arm | Newfoundland and Labrador | Municipal or another local authority | Municipal or another local authority | Continuous | Quarterly | Quarterly | 0 | 200.3 | 21192 | 92 | 138 | 25 | 113 | 116 | 25 | 91 |  |  | Approved
30583 | 2022-Q4 | Town of Middle Arm | Town of Middle Arm | Middle Arm | Newfoundland and Labrador | Municipal or another local authority | Municipal or another local authority | Continuous | Quarterly | Quarterly | 0 | 200.3 | 10451 | 92 | 87 | 25 | 62 | 49 | 25 | 24 |  |  | Approved
30583 | 2023-Q1 | Town of Middle Arm | Town of Middle Arm | Middle Arm | Newfoundland and Labrador | Municipal or another local authority | Municipal or another local authority | Continuous | Quarterly | Quarterly | 0 | 197.6 | 10739 | 90 | 113 | 25 | 88 | 70 | 25 | 45 |  |  | Approved
30583 | 2023-Q2 | Town of Middle Arm | Town of Middle Arm | Middle Arm | Newfoundland and Labrador | Municipal or another local authority | Municipal or another local authority | Continuous | Quarterly | Quarterly | 0 | 197.6 | 49410 | 91 | 86 | 25 | 61 | 73 | 25 | 48 |  |  | Approved
30583 | 2023-Q3 | Town of Middle Arm | Town of Middle Arm | Middle Arm | Newfoundland and Labrador | Municipal or another local authority | Municipal or another local authority | Continuous | Quarterly | Quarterly | 0 | 197.6 | 27889 | 92 | 106 | 25 | 81 | 83 | 25 | 58 |  |  | Approved
30583 | 2023-Q4 | Town of Middle Arm | Town of Middle Arm | Middle Arm | Newfoundland and Labrador | Municipal or another local authority | Municipal or another local authority | Continuous | Quarterly | Quarterly | 0 | 197.6 | 23200 | 92 | 93 | 25 | 68 | 80 | 25 | 55 |  |  | Approved
30583 | 2024-Q1 | Town of Middle Arm | Town of Middle Arm | Middle Arm | Newfoundland and Labrador | Municipal or another local authority | Municipal or another local authority | Continuous | Quarterly | Quarterly | 0 | 304.8 | 40872 | 91 | 145 | 25 | 120 | 81 | 25 | 56 |  |  | Approved
30583 | 2024-Q2 | Town of Middle Arm | Town of Middle Arm | Middle Arm | Newfoundland and Labrador | Municipal or another local authority | Municipal or another local authority | Continuous | Quarterly | Quarterly | 0 | 304.8 | 34258 | 91 | 76 | 25 | 51 | 342 | 25 | 317 |  |  | Approved
30583 | 2024-Q3 | Town of Middle Arm | Town of Middle Arm | Middle Arm | Newfoundland and Labrador | Municipal or another local authority | Municipal or another local authority | Continuous | Quarterly | Quarterly | 0 | 304.8 | 20596 | 92 | 172 | 25 | 147 | 163 | 25 | 138 |  |  | Approved
30583 | 2024-Q4 | Town of Middle Arm | Town of Middle Arm | Middle Arm | Newfoundland and Labrador | Municipal or another local authority | Municipal or another local authority | Continuous | Quarterly | Quarterly | 0 | 304.8 | 43437 | 92 | 105 | 25 | 80 | 75 | 25 | 50 |  |  | Approved
30584 | 2017-Q4 | Town of Fleur de Lys | Fleur de Lys | Fleur de Lys | Newfoundland and Labrador | Municipal or another local authority | Municipal or another local authority | Continuous | Quarterly | Quarterly | 0 | 300 | 13730 | 81 | 25 | 25 | 0 | 28 | 25 | 3 |  |  | Approved
30584 | 2018-Q1 | Town of Fleur de Lys | Fleur de Lys | Fleur de Lys | Newfoundland and Labrador | Municipal or another local authority | Municipal or another local authority | Continuous | Quarterly | Quarterly | 0 | 300 | 19277 | 90 | 35 | 25 | 10 | 20 | 25 | -5 |  |  | Approved
30584 | 2018-Q2 | Town of Fleur de Lys | Fleur de Lys | Fleur de Lys | Newfoundland and Labrador | Municipal or another local authority | Municipal or another local authority | Continuous | Quarterly | Quarterly | 0 | 300 | 35003 | 91 | 80 | 25 | 55 | 66 | 25 | 41 |  |  | Approved
30584 | 2018-Q3 | Town of Fleur de Lys | Fleur de Lys | Fleur de Lys | Newfoundland and Labrador | Municipal or another local authority | Municipal or another local authority | Continuous | Quarterly | Quarterly | 0 | 300 | 10126 | 92 | 203 | 25 | 178 | 254 | 25 | 229 |  |  | Approved
30584 | 2018-Q4 | Town of Fleur de Lys | Fleur de Lys | Fleur de Lys | Newfoundland and Labrador | Municipal or another local authority | Municipal or another local authority | Continuous | Quarterly | Quarterly | 0 | 300 | 18267.3 | 92 | 110 | 25 | 85 | 77 | 25 | 52 |  |  | Approved
30584 | 2019-Q1 | Town of Fleur de Lys | Fleur de Lys | Fleur de Lys | Newfoundland and Labrador | Municipal or another local authority | Municipal or another local authority | Continuous | Quarterly | Quarterly | 0 | 226.5 | 14567 | 90 | 38 | 25 | 13 | 120 | 25 | 95 |  |  | Approved
30584 | 2019-Q2 | Town of Fleur de Lys | Fleur de Lys | Fleur de Lys | Newfoundland and Labrador | Municipal or another local authority | Municipal or another local authority | Continuous | Quarterly | Quarterly | 0 | 226.5 | 33620 | 91 | 22 | 25 | -3 | 39 | 25 | 14 |  |  | Approved
30584 | 2019-Q3 | Town of Fleur de Lys | Fleur de Lys | Fleur de Lys | Newfoundland and Labrador | Municipal or another local authority | Municipal or another local authority | Continuous | Quarterly | Quarterly | 0 | 226.5 | 16233 | 92 | 118 | 25 | 93 | 304 | 25 | 279 |  |  | Approved
30584 | 2019-Q4 | Town of Fleur de Lys | Fleur de Lys | Fleur de Lys | Newfoundland and Labrador | Municipal or another local authority | Municipal or another local authority | Continuous | Quarterly | Quarterly | 0 | 226.5 | 15272 | 92 | 40 | 25 | 15 | 73 | 25 | 48 |  |  | Approved
30584 | 2020-Q1 | Town of Fleur de Lys | Fleur de Lys | Fleur de Lys | Newfoundland and Labrador | Municipal or another local authority | Municipal or another local authority | Continuous | Quarterly | Quarterly | 0 | 218.3 | 19838 | 91 | 94 | 25 | 69 | 114 | 25 | 89 |  |  | Approved
30584 | 2020-Q2 | Town of Fleur de Lys | Fleur de Lys | Fleur de Lys | Newfoundland and Labrador | Municipal or another local authority | Municipal or another local authority | Continuous | Quarterly | Quarterly | 0 | 218.3 | 9115 | 91 | 34 | 25 | 9 | 32 | 25 | 7 |  |  | Approved
30584 | 2020-Q3 | Town of Fleur de Lys | Fleur de Lys | Fleur de Lys | Newfoundland and Labrador | Municipal or another local authority | Municipal or another local authority | Continuous | Quarterly | Quarterly | 0 | 218.3 | 7152 | 92 | 55 | 25 | 30 | 126 | 25 | 101 |  |  | Approved
30584 | 2020-Q4 | Town of Fleur de Lys | Fleur de Lys | Fleur de Lys | Newfoundland and Labrador | Municipal or another local authority | Municipal or another local authority | Continuous | Quarterly | Quarterly | 0 | 218.3 | 11534 | 92 | 63 | 25 | 38 | 40 | 25 | 15 |  |  | Approved
30584 | 2021-Q1 | Town of Fleur de Lys | Fleur de Lys | Fleur de Lys | Newfoundland and Labrador | Municipal or another local authority | Municipal or another local authority | Continuous | Quarterly | Quarterly | 0 | 130.2 | 18020 | 90 | 49 | 25 | 24 | 43 | 25 | 18 |  |  | Approved
30584 | 2021-Q2 | Town of Fleur de Lys | Fleur de Lys | Fleur de Lys | Newfoundland and Labrador | Municipal or another local authority | Municipal or another local authority | Continuous | Quarterly | Quarterly | 0 | 130.2 | 16457 | 91 | 102 | 25 | 77 | 68 | 25 | 43 |  |  | Approved
30584 | 2021-Q3 | Town of Fleur de Lys | Fleur de Lys | Fleur de Lys | Newfoundland and Labrador | Municipal or another local authority | Municipal or another local authority | Continuous | Quarterly | Quarterly | 0 | 130.2 | 7567 | 92 | 54 | 25 | 29 | 57 | 25 | 32 |  |  | Approved
30584 | 2021-Q4 | Town of Fleur de Lys | Fleur de Lys | Fleur de Lys | Newfoundland and Labrador | Municipal or another local authority | Municipal or another local authority | Continuous | Quarterly | Quarterly | 0 | 130.2 | 10603 | 92 | 34 | 25 | 9 | 19 | 25 | -6 |  |  | Approved
30584 | 2022-Q1 | Town of Fleur de Lys | Fleur de Lys | Fleur de Lys | Newfoundland and Labrador | Municipal or another local authority | Municipal or another local authority | Continuous | Quarterly | Quarterly | 0 | 144.2 | 8615 | 90 | 34 | 25 | 9 | 25 | 25 | 0 |  |  | Approved
30584 | 2022-Q2 | Town of Fleur de Lys | Fleur de Lys | Fleur de Lys | Newfoundland and Labrador | Municipal or another local authority | Municipal or another local authority | Continuous | Quarterly | Quarterly | 0 | 144.2 | 24174 | 91 | 38 | 25 | 13 | 29 | 25 | 4 |  |  | Approved
30584 | 2022-Q3 | Town of Fleur de Lys | Fleur de Lys | Fleur de Lys | Newfoundland and Labrador | Municipal or another local authority | Municipal or another local authority | Continuous | Quarterly | Quarterly | 0 | 144.2 | 2141 | 92 | 83 | 25 | 58 | 59 | 25 | 34 |  |  | Approved
30584 | 2022-Q4 | Town of Fleur de Lys | Fleur de Lys | Fleur de Lys | Newfoundland and Labrador | Municipal or another local authority | Municipal or another local authority | Continuous | Quarterly | Quarterly | 0 | 144.2 | 9441 | 92 | 104 | 25 | 79 | 137 | 25 | 112 |  |  | Approved
30584 | 2023-Q1 | Town of Fleur de Lys | Fleur de Lys | Fleur de Lys | Newfoundland and Labrador | Municipal or another local authority | Municipal or another local authority | Continuous | Quarterly | Quarterly | 0 | 121.6 | 17952 | 90 | 76 | 25 | 51 | 141 | 25 | 116 |  |  | Approved
30584 | 2023-Q2 | Town of Fleur de Lys | Fleur de Lys | Fleur de Lys | Newfoundland and Labrador | Municipal or another local authority | Municipal or another local authority | Continuous | Quarterly | Quarterly | 0 | 121.6 | 20192 | 91 | 23 | 25 | -2 | 16 | 25 | -9 |  |  | Approved
30584 | 2023-Q3 | Town of Fleur de Lys | Fleur de Lys | Fleur de Lys | Newfoundland and Labrador | Municipal or another local authority | Municipal or another local authority | Continuous | Quarterly | Quarterly | 0 | 121.6 | 15978 | 92 | 24 | 25 | -1 | 31 | 25 | 6 |  |  | Approved
30584 | 2023-Q4 | Town of Fleur de Lys | Fleur de Lys | Fleur de Lys | Newfoundland and Labrador | Municipal or another local authority | Municipal or another local authority | Continuous | Quarterly | Quarterly | 0 | 121.6 | 18280 | 92 | 66 | 25 | 41 | 27 | 25 | 2 |  |  | Approved
30584 | 2024-Q1 | Town of Fleur de Lys | Fleur de Lys | Fleur de Lys | Newfoundland and Labrador | Municipal or another local authority | Municipal or another local authority | Continuous | Quarterly | Quarterly | 0 | 198.4 | 21803 | 91 | 84 | 25 | 59 | 52 | 25 | 27 |  |  | Approved
30584 | 2024-Q2 | Town of Fleur de Lys | Fleur de Lys | Fleur de Lys | Newfoundland and Labrador | Municipal or another local authority | Municipal or another local authority | Continuous | Quarterly | Quarterly | 0 | 198.4 | 20279 | 91 | 34 | 25 | 9 | 52 | 25 | 27 |  |  | Approved
30584 | 2024-Q3 | Town of Fleur de Lys | Fleur de Lys | Fleur de Lys | Newfoundland and Labrador | Municipal or another local authority | Municipal or another local authority | Continuous | Quarterly | Quarterly | 0 | 198.4 | 11826 | 92 | 92 | 25 | 67 | 114 | 25 | 89 |  |  | Approved
30584 | 2024-Q4 | Town of Fleur de Lys | Fleur de Lys | Fleur de Lys | Newfoundland and Labrador | Municipal or another local authority | Municipal or another local authority | Continuous | Quarterly | Quarterly | 0 | 198.4 | 19783.2 | 92 | 265.6 | 25 | 240.6 | 176 | 25 | 151 |  |  | Approved
30590 | 2018-Q3 | Town of North West River | North West River Wastewater Facility | North West River | Newfoundland and Labrador | Municipal or another local authority | Municipal or another local authority | Continuous | Quarterly | Quarterly | 0 | 240 | 9587 | 59 | 93 | 25 | 68 | 82 | 25 | 57 |  |  | Approved
30590 | 2018-Q4 | Town of North West River | North West River Wastewater Facility | North West River | Newfoundland and Labrador | Municipal or another local authority | Municipal or another local authority | Continuous | Quarterly | Quarterly | 0 | 240 | 15053.3 | 92 | 42 | 25 | 17 | 311 | 25 | 286 |  |  | Approved
30590 | 2019-Q1 | Town of North West River | North West River Wastewater Facility | North West River | Newfoundland and Labrador | Municipal or another local authority | Municipal or another local authority | Continuous | Quarterly | Quarterly | 0 | 240 | 7172 | 90 | 98 | 25 | 73 | 82 | 25 | 57 |  |  | Approved
30590 | 2019-Q2 | Town of North West River | North West River Wastewater Facility | North West River | Newfoundland and Labrador | Municipal or another local authority | Municipal or another local authority | Continuous | Quarterly | Quarterly | 0 | 240 | 58694 | 91 | 51 | 25 | 26 | 61 | 25 | 36 |  |  | Approved
30590 | 2019-Q3 | Town of North West River | North West River Wastewater Facility | North West River | Newfoundland and Labrador | Municipal or another local authority | Municipal or another local authority | Continuous | Quarterly | Quarterly | 0 | 240 | 21487 | 92 | 91 | 25 | 66 | 137 | 25 | 112 |  |  | Approved
30590 | 2019-Q4 | Town of North West River | North West River Wastewater Facility | North West River | Newfoundland and Labrador | Municipal or another local authority | Municipal or another local authority | Continuous | Quarterly | Quarterly | 0 | 240 | 41487 | 92 | 46 | 25 | 21 | 58 | 25 | 33 |  |  | Approved
30590 | 2020-Q1 | Town of North West River | North West River Wastewater Facility | North West River | Newfoundland and Labrador | Municipal or another local authority | Municipal or another local authority | Continuous | Quarterly | Quarterly | 0 | 240 | 44935 | 90 | 54 | 25 | 29 | 62 | 25 | 37 |  |  | Approved
30590 | 2020-Q2 | Town of North West River | North West River Wastewater Facility | North West River | Newfoundland and Labrador | Municipal or another local authority | Municipal or another local authority | Continuous | Quarterly | Quarterly | 0 | 240 | 40946 | 91 | 72 | 25 | 47 | 64 | 25 | 39 |  |  | Approved
30590 | 2020-Q3 | Town of North West River | North West River Wastewater Facility | North West River | Newfoundland and Labrador | Municipal or another local authority | Municipal or another local authority | Continuous | Quarterly | Quarterly | 0 | 240 | 27066 | 91 | 88 | 25 | 63 | 120 | 25 | 95 |  |  | Approved
30590 | 2020-Q4 | Town of North West River | North West River Wastewater Facility | North West River | Newfoundland and Labrador | Municipal or another local authority | Municipal or another local authority | Continuous | Quarterly | Quarterly | 0 | 240 | 26890 | 92 | 74 | 25 | 49 | 96 | 25 | 71 |  |  | Approved
30623 | 2017-Q4 | Town of Parsons Pond | Parsons Pond Outfall | Parsons Pond | Newfoundland and Labrador | Municipal or another local authority | Municipal or another local authority | Continuous | Quarterly | Quarterly | 0 | 90 | 1134 | 25 | 32 | 25 | 7 | 27 | 25 | 2 |  |  | Approved
30623 | 2018-Q1 | Town of Parsons Pond | Parsons Pond Outfall | Parsons Pond | Newfoundland and Labrador | Municipal or another local authority | Municipal or another local authority | Continuous | Quarterly | Quarterly | 0 | 90 | 13251 | 90 | 62 | 25 | 37 | 41 | 25 | 16 |  |  | Approved
30623 | 2018-Q2 | Town of Parsons Pond | Parsons Pond Outfall | Parsons Pond | Newfoundland and Labrador | Municipal or another local authority | Municipal or another local authority | Continuous | Quarterly | Quarterly | 0 | 90 | 9685 | 91 | 234 | 25 | 209 | 374 | 25 | 349 |  |  | Approved
30623 | 2018-Q3 | Town of Parsons Pond | Parsons Pond Outfall | Parsons Pond | Newfoundland and Labrador | Municipal or another local authority | Municipal or another local authority | Continuous | Quarterly | Quarterly | 0 | 90 | 13377 | 92 | 138 | 25 | 113 | 120 | 25 | 95 |  |  | Approved
30623 | 2018-Q4 | Town of Parsons Pond | Parsons Pond Outfall | Parsons Pond | Newfoundland and Labrador | Municipal or another local authority | Municipal or another local authority | Continuous | Quarterly | Quarterly | 0 | 90 | 6219 | 92 | 176 | 25 | 151 | 208 | 25 | 183 |  |  | Approved
30623 | 2019-Q1 | Town of Parsons Pond | Parsons Pond Outfall | Parsons Pond | Newfoundland and Labrador | Municipal or another local authority | Municipal or another local authority | Continuous | Quarterly | Quarterly | 0 | 116.5 | 11880 | 90 | 201 | 25 | 176 | 259 | 25 | 234 |  |  | Approved
30623 | 2019-Q2 | Town of Parsons Pond | Parsons Pond Outfall | Parsons Pond | Newfoundland and Labrador | Municipal or another local authority | Municipal or another local authority | Continuous | Quarterly | Quarterly | 0 | 116.5 | 4445 | 91 | 258 | 25 | 233 | 112 | 25 | 87 |  |  | Approved
30623 | 2019-Q3 | Town of Parsons Pond | Parsons Pond Outfall | Parsons Pond | Newfoundland and Labrador | Municipal or another local authority | Municipal or another local authority | Continuous | Quarterly | Quarterly | 0 | 116.5 | 6481 | 92 | 151 | 25 | 126 | 154 | 25 | 129 |  |  | Approved
30623 | 2019-Q4 | Town of Parsons Pond | Parsons Pond Outfall | Parsons Pond | Newfoundland and Labrador | Municipal or another local authority | Municipal or another local authority | Continuous | Quarterly | Quarterly | 0 | 116.5 | 7052 | 92 | 190 | 25 | 165 | 213 | 25 | 188 |  |  | Approved
30623 | 2020-Q1 | Town of Parsons Pond | Parsons Pond Outfall | Parsons Pond | Newfoundland and Labrador | Municipal or another local authority | Municipal or another local authority | Continuous | Quarterly | Quarterly | 0 | 81.8 | 7462 | 91 | 186 | 25 | 161 | 331 | 25 | 306 |  |  | Approved
30623 | 2020-Q2 | Town of Parsons Pond | Parsons Pond Outfall | Parsons Pond | Newfoundland and Labrador | Municipal or another local authority | Municipal or another local authority | Continuous | Quarterly | Quarterly | 0 | 81.8 | 7007 | 91 | 143 | 25 | 118 | 164 | 25 | 139 |  |  | Approved
30627 | 2018-Q1 | Town of Forteau | Forteau Outfall | Forteau | Newfoundland and Labrador | Municipal or another local authority | Municipal or another local authority | Continuous | Quarterly | Quarterly | 0 | 100 | 20160 | 90 | 59 | 25 | 34 | 51 | 25 | 26 |  |  | Approved
30627 | 2018-Q2 | Town of Forteau | Forteau Outfall | Forteau | Newfoundland and Labrador | Municipal or another local authority | Municipal or another local authority | Continuous | Quarterly | Quarterly | 0 | 100 | 28476 | 91 | 78 | 25 | 53 | 74 | 25 | 49 |  |  | Approved
30627 | 2018-Q3 | Town of Forteau | Forteau Outfall | Forteau | Newfoundland and Labrador | Municipal or another local authority | Municipal or another local authority | Continuous | Quarterly | Quarterly | 0 | 100 | 25574 | 92 | 83 | 25 | 58 | 45 | 25 | 20 |  |  | Approved
30627 | 2018-Q4 | Town of Forteau | Forteau Outfall | Forteau | Newfoundland and Labrador | Municipal or another local authority | Municipal or another local authority | Continuous | Quarterly | Quarterly | 0 | 100 | 21526.6 | 92 | 35 | 25 | 10 | 48 | 25 | 23 |  |  | Approved
30627 | 2019-Q1 | Town of Forteau | Forteau Outfall | Forteau | Newfoundland and Labrador | Municipal or another local authority | Municipal or another local authority | Continuous | Quarterly | Quarterly | 0 | 262.3 | 63244 | 90 | 35 | 25 | 10 | 22 | 25 | -3 |  |  | Approved
30627 | 2019-Q2 | Town of Forteau | Forteau Outfall | Forteau | Newfoundland and Labrador | Municipal or another local authority | Municipal or another local authority | Continuous | Quarterly | Quarterly | 0 | 262.3 | 26389 | 91 | 45 | 25 | 20 | 80 | 25 | 55 |  |  | Approved
30627 | 2019-Q3 | Town of Forteau | Forteau Outfall | Forteau | Newfoundland and Labrador | Municipal or another local authority | Municipal or another local authority | Continuous | Quarterly | Quarterly | 0 | 262.3 | 18820 | 92 | 78 | 25 | 53 | 89 | 25 | 64 |  |  | Approved
30627 | 2019-Q4 | Town of Forteau | Forteau Outfall | Forteau | Newfoundland and Labrador | Municipal or another local authority | Municipal or another local authority | Continuous | Quarterly | Quarterly | 0 | 262.3 | 22040 | 92 | 74 | 25 | 49 | 83 | 25 | 58 |  |  | Approved
30627 | 2020-Q1 | Town of Forteau | Forteau Outfall | Forteau | Newfoundland and Labrador | Municipal or another local authority | Municipal or another local authority | Continuous | Quarterly | Quarterly | 0 | 357.5 | 22438 | 91 | 86 | 25 | 61 | 127 | 25 | 102 |  |  | Approved
30627 | 2020-Q2 | Town of Forteau | Forteau Outfall | Forteau | Newfoundland and Labrador | Municipal or another local authority | Municipal or another local authority | Continuous | Quarterly | Quarterly | 0 | 357.5 | 25116 | 91 | 87 | 25 | 62 | 78 | 25 | 53 |  |  | Approved
30627 | 2020-Q3 | Town of Forteau | Forteau Outfall | Forteau | Newfoundland and Labrador | Municipal or another local authority | Municipal or another local authority | Continuous | Quarterly | Quarterly | 0 | 357.5 | 34093 | 92 | 74 | 25 | 49 | 50 | 25 | 25 |  |  | Approved
30627 | 2020-Q4 | Town of Forteau | Forteau Outfall | Forteau | Newfoundland and Labrador | Municipal or another local authority | Municipal or another local authority | Continuous | Quarterly | Quarterly | 0 | 357.5 | 35670 | 92 | 80 | 25 | 55 | 109 | 25 | 84 |  |  | Approved
30627 | 2021-Q1 | Town of Forteau | Forteau Outfall | Forteau | Newfoundland and Labrador | Municipal or another local authority | Municipal or another local authority | Continuous | Quarterly | Quarterly | 0 | 320.5 | 28453 | 90 | 95 | 25 | 70 | 137 | 25 | 112 |  |  | Approved
30627 | 2021-Q2 | Town of Forteau | Forteau Outfall | Forteau | Newfoundland and Labrador | Municipal or another local authority | Municipal or another local authority | Continuous | Quarterly | Quarterly | 0 | 320.5 | 20941 | 91 | 65 | 25 | 40 | 98 | 25 | 73 |  |  | Approved
30627 | 2021-Q3 | Town of Forteau | Forteau Outfall | Forteau | Newfoundland and Labrador | Municipal or another local authority | Municipal or another local authority | Continuous | Quarterly | Quarterly | 0 | 320.5 | 17486 | 92 | 62 | 25 | 37 | 56 | 25 | 31 |  |  | Approved
30627 | 2021-Q4 | Town of Forteau | Forteau Outfall | Forteau | Newfoundland and Labrador | Municipal or another local authority | Municipal or another local authority | Continuous | Quarterly | Quarterly | 0 | 320.5 | 27744 | 92 | 115 | 25 | 90 | 96 | 25 | 71 |  |  | Approved
30627 | 2022-Q1 | Town of Forteau | Forteau Outfall | Forteau | Newfoundland and Labrador | Municipal or another local authority | Municipal or another local authority | Continuous | Quarterly | Quarterly | 0 | 259.2 | 21172 | 90 | 165 | 25 | 140 | 150 | 25 | 125 |  |  | Approved
30627 | 2022-Q2 | Town of Forteau | Forteau Outfall | Forteau | Newfoundland and Labrador | Municipal or another local authority | Municipal or another local authority | Continuous | Quarterly | Quarterly | 0 | 259.2 | 33986 | 91 | 47 | 25 | 22 | 48 | 25 | 23 |  |  | Approved
30627 | 2022-Q3 | Town of Forteau | Forteau Outfall | Forteau | Newfoundland and Labrador | Municipal or another local authority | Municipal or another local authority | Continuous | Quarterly | Quarterly | 0 | 259.2 | 31627 | 92 | 139 | 25 | 114 | 99 | 25 | 74 |  |  | Approved
30627 | 2022-Q4 | Town of Forteau | Forteau Outfall | Forteau | Newfoundland and Labrador | Municipal or another local authority | Municipal or another local authority | Continuous | Quarterly | Quarterly | 0 | 259.2 | 33485 | 92 | 128 | 25 | 103 | 102 | 25 | 77 |  |  | Approved
30627 | 2023-Q1 | Town of Forteau | Forteau Outfall | Forteau | Newfoundland and Labrador | Municipal or another local authority | Municipal or another local authority | Continuous | Quarterly | Quarterly | 0 | 329.5 | 20414 | 90 | 91 | 25 | 66 | 95 | 25 | 70 |  |  | Approved
30627 | 2023-Q2 | Town of Forteau | Forteau Outfall | Forteau | Newfoundland and Labrador | Municipal or another local authority | Municipal or another local authority | Continuous | Quarterly | Quarterly | 0 | 329.5 | 41791 | 91 | 55 | 25 | 30 | 30 | 25 | 5 |  |  | Approved
30627 | 2023-Q3 | Town of Forteau | Forteau Outfall | Forteau | Newfoundland and Labrador | Municipal or another local authority | Municipal or another local authority | Continuous | Quarterly | Quarterly | 0 | 329.5 | 33977 | 92 | 163 | 25 | 138 | 43 | 25 | 18 |  |  | Approved
30627 | 2023-Q4 | Town of Forteau | Forteau Outfall | Forteau | Newfoundland and Labrador | Municipal or another local authority | Municipal or another local authority | Continuous | Quarterly | Quarterly | 0 | 329.5 | 30332 | 92 | 73 | 25 | 48 | 56 | 25 | 31 |  |  | Approved
30627 | 2024-Q1 | Town of Forteau | Forteau Outfall | Forteau | Newfoundland and Labrador | Municipal or another local authority | Municipal or another local authority | Continuous | Quarterly | Quarterly | 0 | 346.6 | 20495 | 91 | 76 | 25 | 51 | 70 | 25 | 45 |  |  | Approved
30627 | 2024-Q2 | Town of Forteau | Forteau Outfall | Forteau | Newfoundland and Labrador | Municipal or another local authority | Municipal or another local authority | Continuous | Quarterly | Quarterly | 0 | 346.6 | 41020 | 91 | 56 | 25 | 31 | 80 | 25 | 55 |  |  | Approved
30627 | 2024-Q3 | Town of Forteau | Forteau Outfall | Forteau | Newfoundland and Labrador | Municipal or another local authority | Municipal or another local authority | Continuous | Quarterly | Quarterly | 0 | 346.6 | 25794 | 92 | 116 | 25 | 91 | 127 | 25 | 102 |  |  | Approved
30627 | 2024-Q4 | Town of Forteau | Forteau Outfall | Forteau | Newfoundland and Labrador | Municipal or another local authority | Municipal or another local authority | Continuous | Quarterly | Quarterly | 0 | 346.6 | 13754 | 92 | 78 | 25 | 53 | 76 | 25 | 51 |  |  | Approved
30635 | 2017-Q4 | Town of L'anse au Loup | L'Anse au Loup Outfall | L'Anse au Loup | Newfoundland and Labrador | Municipal or another local authority | Municipal or another local authority | Continuous | Quarterly | Quarterly | 0 | 100 | 8285 | 24 | 31 | 25 | 6 | 29 | 25 | 4 |  |  | Approved
30635 | 2018-Q1 | Town of L'anse au Loup | L'Anse au Loup Outfall | L'Anse au Loup | Newfoundland and Labrador | Municipal or another local authority | Municipal or another local authority | Continuous | Quarterly | Quarterly | 0 | 100 | 29415 | 90 | 44 | 25 | 19 | 37 | 25 | 12 |  |  | Approved
30635 | 2018-Q2 | Town of L'anse au Loup | L'Anse au Loup Outfall | L'Anse au Loup | Newfoundland and Labrador | Municipal or another local authority | Municipal or another local authority | Continuous | Quarterly | Quarterly | 0 | 100 | 45575 | 91 | 95 | 25 | 70 | 136 | 25 | 111 |  |  | Approved
30635 | 2018-Q3 | Town of L'anse au Loup | L'Anse au Loup Outfall | L'Anse au Loup | Newfoundland and Labrador | Municipal or another local authority | Municipal or another local authority | Continuous | Quarterly | Quarterly | 0 | 100 | 30064 | 92 | 74 | 25 | 49 | 61 | 25 | 36 |  |  | Approved
30635 | 2018-Q4 | Town of L'anse au Loup | L'Anse au Loup Outfall | L'Anse au Loup | Newfoundland and Labrador | Municipal or another local authority | Municipal or another local authority | Continuous | Quarterly | Quarterly | 0 | 100 | 42309 | 92 | 32 | 25 | 7 | 51 | 25 | 26 |  |  | Approved
30635 | 2019-Q1 | Town of L'anse au Loup | L'Anse au Loup Outfall | L'Anse au Loup | Newfoundland and Labrador | Municipal or another local authority | Municipal or another local authority | Continuous | Quarterly | Quarterly | 0 | 403.7 | 16246 | 90 | 33 | 25 | 8 | 117 | 25 | 92 |  |  | Approved
30635 | 2019-Q2 | Town of L'anse au Loup | L'Anse au Loup Outfall | L'Anse au Loup | Newfoundland and Labrador | Municipal or another local authority | Municipal or another local authority | Continuous | Quarterly | Quarterly | 0 | 403.7 | 58162 | 91 | 63 | 25 | 38 | 56 | 25 | 31 |  |  | Approved
30635 | 2019-Q3 | Town of L'anse au Loup | L'Anse au Loup Outfall | L'Anse au Loup | Newfoundland and Labrador | Municipal or another local authority | Municipal or another local authority | Continuous | Quarterly | Quarterly | 0 | 403.7 | 33242 | 92 | 109 | 25 | 84 | 85 | 25 | 60 |  |  | Approved
30635 | 2019-Q4 | Town of L'anse au Loup | L'Anse au Loup Outfall | L'Anse au Loup | Newfoundland and Labrador | Municipal or another local authority | Municipal or another local authority | Continuous | Quarterly | Quarterly | 0 | 403.7 | 34272 | 92 | 59 | 25 | 34 | 63 | 25 | 38 |  |  | Approved
30635 | 2020-Q1 | Town of L'anse au Loup | L'Anse au Loup Outfall | L'Anse au Loup | Newfoundland and Labrador | Municipal or another local authority | Municipal or another local authority | Continuous | Quarterly | Quarterly | 0 | 388.8 | 22750 | 91 | 48 | 25 | 23 | 112 | 25 | 87 |  |  | Approved
30635 | 2020-Q2 | Town of L'anse au Loup | L'Anse au Loup Outfall | L'Anse au Loup | Newfoundland and Labrador | Municipal or another local authority | Municipal or another local authority | Continuous | Quarterly | Quarterly | 0 | 388.8 | 47138 | 91 | 43 | 25 | 18 | 74 | 25 | 49 |  |  | Approved
30635 | 2020-Q3 | Town of L'anse au Loup | L'Anse au Loup Outfall | L'Anse au Loup | Newfoundland and Labrador | Municipal or another local authority | Municipal or another local authority | Continuous | Quarterly | Quarterly | 0 | 388.8 | 37640 | 92 | 123 | 25 | 98 | 330 | 25 | 305 |  |  | Approved
30635 | 2020-Q4 | Town of L'anse au Loup | L'Anse au Loup Outfall | L'Anse au Loup | Newfoundland and Labrador | Municipal or another local authority | Municipal or another local authority | Continuous | Quarterly | Quarterly | 0 | 388.8 | 33359 | 92 | 89 | 25 | 64 | 82 | 25 | 57 |  |  | Approved
30635 | 2021-Q1 | Town of L'anse au Loup | L'Anse au Loup Outfall | L'Anse au Loup | Newfoundland and Labrador | Municipal or another local authority | Municipal or another local authority | Continuous | Quarterly | Quarterly | 0 | 384.9 | 35505 | 90 | 57 | 25 | 32 | 54 | 25 | 29 |  |  | Approved
30635 | 2021-Q2 | Town of L'anse au Loup | L'Anse au Loup Outfall | L'Anse au Loup | Newfoundland and Labrador | Municipal or another local authority | Municipal or another local authority | Continuous | Quarterly | Quarterly | 0 | 384.9 | 38563 | 91 | 126 | 25 | 101 | 104 | 25 | 79 |  |  | Approved
30635 | 2021-Q3 | Town of L'anse au Loup | L'Anse au Loup Outfall | L'Anse au Loup | Newfoundland and Labrador | Municipal or another local authority | Municipal or another local authority | Continuous | Quarterly | Quarterly | 0 | 384.9 | 30902 | 92 | 184 | 25 | 159 | 641 | 25 | 616 |  |  | Approved
30635 | 2021-Q4 | Town of L'anse au Loup | L'Anse au Loup Outfall | L'Anse au Loup | Newfoundland and Labrador | Municipal or another local authority | Municipal or another local authority | Continuous | Quarterly | Quarterly | 0 | 384.9 | 46802 | 92 | 128 | 25 | 103 | 85 | 25 | 60 |  |  | Approved
30635 | 2022-Q1 | Town of L'anse au Loup | L'Anse au Loup Outfall | L'Anse au Loup | Newfoundland and Labrador | Municipal or another local authority | Municipal or another local authority | Continuous | Quarterly | Quarterly | 0 | 415.8 | 42480 | 90 | 199 | 25 | 174 | 200 | 25 | 175 |  |  | Approved
30635 | 2022-Q2 | Town of L'anse au Loup | L'Anse au Loup Outfall | L'Anse au Loup | Newfoundland and Labrador | Municipal or another local authority | Municipal or another local authority | Continuous | Quarterly | Quarterly | 0 | 415.8 | 67631 | 91 | 57 | 25 | 32 | 48 | 25 | 23 |  |  | Approved
30635 | 2022-Q3 | Town of L'anse au Loup | L'Anse au Loup Outfall | L'Anse au Loup | Newfoundland and Labrador | Municipal or another local authority | Municipal or another local authority | Continuous | Quarterly | Quarterly | 0 | 415.8 | 34279 | 92 | 83 | 25 | 58 | 72 | 25 | 47 |  |  | Approved
30635 | 2022-Q4 | Town of L'anse au Loup | L'Anse au Loup Outfall | L'Anse au Loup | Newfoundland and Labrador | Municipal or another local authority | Municipal or another local authority | Continuous | Quarterly | Quarterly | 0 | 415.8 | 37207 | 92 | 129 | 25 | 104 | 168 | 25 | 143 |  |  | Approved
30635 | 2023-Q1 | Town of L'anse au Loup | L'Anse au Loup Outfall | L'Anse au Loup | Newfoundland and Labrador | Municipal or another local authority | Municipal or another local authority | Continuous | Quarterly | Quarterly | 0 | 497.5 | 38749 | 90 | 77 | 25 | 52 | 76 | 25 | 51 |  |  | Approved
30635 | 2023-Q2 | Town of L'anse au Loup | L'Anse au Loup Outfall | L'Anse au Loup | Newfoundland and Labrador | Municipal or another local authority | Municipal or another local authority | Continuous | Quarterly | Quarterly | 0 | 497.5 | 41298 | 91 | 67 | 25 | 42 | 118 | 25 | 93 |  |  | Approved
30635 | 2023-Q3 | Town of L'anse au Loup | L'Anse au Loup Outfall | L'Anse au Loup | Newfoundland and Labrador | Municipal or another local authority | Municipal or another local authority | Continuous | Quarterly | Quarterly | 0 | 497.5 | 34077 | 92 | 120 | 25 | 95 | 97 | 25 | 72 |  |  | Approved
30635 | 2023-Q4 | Town of L'anse au Loup | L'Anse au Loup Outfall | L'Anse au Loup | Newfoundland and Labrador | Municipal or another local authority | Municipal or another local authority | Continuous | Quarterly | Quarterly | 0 | 497.5 | 37223 | 92 | 119 | 25 | 94 | 59 | 25 | 34 |  |  | Approved
30635 | 2024-Q1 | Town of L'anse au Loup | L'Anse au Loup Outfall | L'Anse au Loup | Newfoundland and Labrador | Municipal or another local authority | Municipal or another local authority | Continuous | Quarterly | Quarterly | 0 | 414.6 | 33171 | 91 | 130 | 25 | 105 | 127 | 25 | 102 |  |  | Approved
30635 | 2024-Q2 | Town of L'anse au Loup | L'Anse au Loup Outfall | L'Anse au Loup | Newfoundland and Labrador | Municipal or another local authority | Municipal or another local authority | Continuous | Quarterly | Quarterly | 0 | 414.6 | 32377 | 91 | 83 | 25 | 58 | 117 | 25 | 92 |  |  | Approved
30635 | 2024-Q3 | Town of L'anse au Loup | L'Anse au Loup Outfall | L'Anse au Loup | Newfoundland and Labrador | Municipal or another local authority | Municipal or another local authority | Continuous | Quarterly | Quarterly | 0 | 414.6 | 22353 | 92 | 100 | 25 | 75 | 268 | 25 | 243 |  |  | Approved
30635 | 2024-Q4 | Town of L'anse au Loup | L'Anse au Loup Outfall | L'Anse au Loup | Newfoundland and Labrador | Municipal or another local authority | Municipal or another local authority | Continuous | Quarterly | Quarterly | 0 | 414.6 | 15255 | 92 | 178 | 25 | 153 | 214 | 25 | 189 |  |  | Approved
30716 | 2018-Q1 | Town of Terrenceville | Terrenceville Lift Station | Terrenceville | Newfoundland and Labrador | Municipal or another local authority | Municipal or another local authority | Continuous | Quarterly | Quarterly | 0 | 100 | 3422 | 29 | 33 | 25 | 8 | 34 | 25 | 9 |  |  | Approved
30716 | 2018-Q2 | Town of Terrenceville | Terrenceville Lift Station | Terrenceville | Newfoundland and Labrador | Municipal or another local authority | Municipal or another local authority | Continuous | Quarterly | Quarterly | 0 | 100 | 19760 | 91 | 81 | 25 | 56 | 257 | 25 | 232 |  |  | Approved
30716 | 2018-Q3 | Town of Terrenceville | Terrenceville Lift Station | Terrenceville | Newfoundland and Labrador | Municipal or another local authority | Municipal or another local authority | Continuous | Quarterly | Quarterly | 0 | 100 | 19600 | 92 | 36 | 25 | 11 | 32 | 25 | 7 |  |  | Approved
30716 | 2018-Q4 | Town of Terrenceville | Terrenceville Lift Station | Terrenceville | Newfoundland and Labrador | Municipal or another local authority | Municipal or another local authority | Continuous | Quarterly | Quarterly | 0 | 100 | 15944.1 | 92 | 87 | 25 | 62 | 55 | 25 | 30 |  |  | Approved
30716 | 2019-Q1 | Town of Terrenceville | Terrenceville Lift Station | Terrenceville | Newfoundland and Labrador | Municipal or another local authority | Municipal or another local authority | Continuous | Quarterly | Quarterly | 0 | 160.9 | 13156 | 90 | 61 | 25 | 36 | 73 | 25 | 48 |  |  | Approved
30716 | 2019-Q2 | Town of Terrenceville | Terrenceville Lift Station | Terrenceville | Newfoundland and Labrador | Municipal or another local authority | Municipal or another local authority | Continuous | Quarterly | Quarterly | 0 | 160.9 | 23262 | 91 | 67 | 25 | 42 | 127 | 25 | 102 |  |  | Approved
30716 | 2019-Q3 | Town of Terrenceville | Terrenceville Lift Station | Terrenceville | Newfoundland and Labrador | Municipal or another local authority | Municipal or another local authority | Continuous | Quarterly | Quarterly | 0 | 160.9 | 17723 | 92 | 44 | 25 | 19 | 66 | 25 | 41 |  |  | Approved
30716 | 2019-Q4 | Town of Terrenceville | Terrenceville Lift Station | Terrenceville | Newfoundland and Labrador | Municipal or another local authority | Municipal or another local authority | Continuous | Quarterly | Quarterly | 0 | 160.9 | 26013 | 92 | 41 | 25 | 16 | 51 | 25 | 26 |  |  | Approved
30716 | 2020-Q1 | Town of Terrenceville | Terrenceville Lift Station | Terrenceville | Newfoundland and Labrador | Municipal or another local authority | Municipal or another local authority | Continuous | Quarterly | Quarterly | 0 | 219.6 | 22477 | 91 | 92 | 25 | 67 | 82 | 25 | 57 |  |  | Approved
30716 | 2020-Q2 | Town of Terrenceville | Terrenceville Lift Station | Terrenceville | Newfoundland and Labrador | Municipal or another local authority | Municipal or another local authority | Continuous | Quarterly | Quarterly | 0 | 219.6 | 18473 | 91 | 43 | 25 | 18 | 37 | 25 | 12 |  |  | Approved
30716 | 2020-Q3 | Town of Terrenceville | Terrenceville Lift Station | Terrenceville | Newfoundland and Labrador | Municipal or another local authority | Municipal or another local authority | Continuous | Quarterly | Quarterly | 0 | 219.6 | 21227 | 92 | 91 | 25 | 66 | 61 | 25 | 36 |  |  | Approved
30716 | 2020-Q4 | Town of Terrenceville | Terrenceville Lift Station | Terrenceville | Newfoundland and Labrador | Municipal or another local authority | Municipal or another local authority | Continuous | Quarterly | Quarterly | 0 | 219.6 | 20012 | 92 | 105 | 25 | 80 | 52 | 25 | 27 |  |  | Approved
30716 | 2021-Q3 | Town of Terrenceville | Terrenceville Lift Station | Terrenceville | Newfoundland and Labrador | Municipal or another local authority | Municipal or another local authority | Continuous | Quarterly | Quarterly | 0 | 224.6 | 15000 | 92 | 70 | 25 | 45 | 50 | 25 | 25 |  |  | Approved
30716 | 2021-Q4 | Town of Terrenceville | Terrenceville Lift Station | Terrenceville | Newfoundland and Labrador | Municipal or another local authority | Municipal or another local authority | Continuous | Quarterly | Quarterly | 0 | 224.6 | 27305 | 92 | 82 | 25 | 57 | 51 | 25 | 26 |  |  | Approved
30716 | 2022-Q1 | Town of Terrenceville | Terrenceville Lift Station | Terrenceville | Newfoundland and Labrador | Municipal or another local authority | Municipal or another local authority | Continuous | Quarterly | Quarterly | 0 | 224.6 | 41138 | 90 | 68 | 25 | 43 | 45 | 25 | 20 |  |  | Approved
30716 | 2022-Q2 | Town of Terrenceville | Terrenceville Lift Station | Terrenceville | Newfoundland and Labrador | Municipal or another local authority | Municipal or another local authority | Continuous | Quarterly | Quarterly | 0 | 224.6 | 37400 | 91 | 74 | 25 | 49 | 123 | 25 | 98 |  |  | Approved
30716 | 2022-Q3 | Town of Terrenceville | Terrenceville Lift Station | Terrenceville | Newfoundland and Labrador | Municipal or another local authority | Municipal or another local authority | Continuous | Quarterly | Quarterly | 0 | 224.6 | 15966 | 92 | 94 | 25 | 69 | 65 | 25 | 40 |  |  | Approved
30716 | 2022-Q4 | Town of Terrenceville | Terrenceville Lift Station | Terrenceville | Newfoundland and Labrador | Municipal or another local authority | Municipal or another local authority | Continuous | Quarterly | Quarterly | 0 | 224.6 | 23319 | 92 | 52 | 25 | 27 | 53 | 25 | 28 |  |  | Approved
30716 | 2023-Q1 | Town of Terrenceville | Terrenceville Lift Station | Terrenceville | Newfoundland and Labrador | Municipal or another local authority | Municipal or another local authority | Continuous | Quarterly | Quarterly | 0 | 322.8 | 23961 | 90 | 80 | 25 | 55 | 50 | 25 | 25 |  |  | Approved
30716 | 2023-Q2 | Town of Terrenceville | Terrenceville Lift Station | Terrenceville | Newfoundland and Labrador | Municipal or another local authority | Municipal or another local authority | Continuous | Quarterly | Quarterly | 0 | 322.8 | 12703 | 91 | 108 | 25 | 83 | 67 | 25 | 42 |  |  | Approved
30716 | 2023-Q3 | Town of Terrenceville | Terrenceville Lift Station | Terrenceville | Newfoundland and Labrador | Municipal or another local authority | Municipal or another local authority | Continuous | Quarterly | Quarterly | 0 | 322.8 | 17599 | 92 | 72 | 25 | 47 | 72 | 25 | 47 |  |  | Approved
30716 | 2023-Q4 | Town of Terrenceville | Terrenceville Lift Station | Terrenceville | Newfoundland and Labrador | Municipal or another local authority | Municipal or another local authority | Continuous | Quarterly | Quarterly | 0 | 322.8 | 10805 | 92 | 122 | 25 | 97 | 242 | 25 | 217 |  |  | Approved
30716 | 2024-Q1 | Town of Terrenceville | Terrenceville Lift Station | Terrenceville | Newfoundland and Labrador | Municipal or another local authority | Municipal or another local authority | Continuous | Quarterly | Quarterly | 0 | 178.3 | 16978 | 91 | 88 | 25 | 63 | 59 | 25 | 34 |  |  | Approved
30716 | 2024-Q2 | Town of Terrenceville | Terrenceville Lift Station | Terrenceville | Newfoundland and Labrador | Municipal or another local authority | Municipal or another local authority | Continuous | Quarterly | Quarterly | 0 | 178.3 | 21289 | 91 | 82 | 25 | 57 | 44 | 25 | 19 |  |  | Approved
30716 | 2024-Q3 | Town of Terrenceville | Terrenceville Lift Station | Terrenceville | Newfoundland and Labrador | Municipal or another local authority | Municipal or another local authority | Continuous | Quarterly | Quarterly | 0 | 178.3 | 7159 | 92 | 57 | 25 | 32 | 51 | 25 | 26 |  |  | Approved
30716 | 2024-Q4 | Town of Terrenceville | Terrenceville Lift Station | Terrenceville | Newfoundland and Labrador | Municipal or another local authority | Municipal or another local authority | Continuous | Quarterly | Quarterly | 0 | 178.3 | 17062 | 92 | 40 | 25 | 15 | 46 | 25 | 21 |  |  | Approved
30782 | 2018-Q1 | Town of Marystown | Abydoz Outfall | Marystown | Newfoundland and Labrador | Municipal or another local authority | Municipal or another local authority | Continuous | Quarterly | Quarterly | 0 | 122 | 437 | 31 | 70 | 25 | 45 | 38 | 25 | 13 |  |  | Approved
30782 | 2018-Q2 | Town of Marystown | Abydoz Outfall | Marystown | Newfoundland and Labrador | Municipal or another local authority | Municipal or another local authority | Continuous | Quarterly | Quarterly | 0 | 122 | 2616 | 91 | 100 | 25 | 75 | 72 | 25 | 47 |  |  | Approved
30782 | 2018-Q3 | Town of Marystown | Abydoz Outfall | Marystown | Newfoundland and Labrador | Municipal or another local authority | Municipal or another local authority | Continuous | Quarterly | Quarterly | 0 | 122 | 1502 | 92 | 94 | 25 | 69 | 64 | 25 | 39 |  |  | Approved
30782 | 2018-Q4 | Town of Marystown | Abydoz Outfall | Marystown | Newfoundland and Labrador | Municipal or another local authority | Municipal or another local authority | Continuous | Quarterly | Quarterly | 0 | 122 | 1830.9 | 92 | 74 | 25 | 49 | 69 | 25 | 44 |  |  | Approved
30782 | 2019-Q1 | Town of Marystown | Abydoz Outfall | Marystown | Newfoundland and Labrador | Municipal or another local authority | Municipal or another local authority | Continuous | Quarterly | Quarterly | 0 | 17.5 | 1163 | 90 | 73 | 25 | 48 | 53 | 25 | 28 |  |  | Approved
30782 | 2019-Q2 | Town of Marystown | Abydoz Outfall | Marystown | Newfoundland and Labrador | Municipal or another local authority | Municipal or another local authority | Continuous | Quarterly | Quarterly | 0 | 17.5 | 158 | 30 | 63 | 25 | 38 | 54 | 25 | 29 |  |  | Approved
30783 | 2018-Q1 | Town of Marystown | Baldwins Outfall | Marystown | Newfoundland and Labrador | Municipal or another local authority | Municipal or another local authority | Continuous | Quarterly | Quarterly | 0 | 122 | 7642 | 31 | 51 | 25 | 26 | 45 | 25 | 20 |  |  | Approved
30783 | 2018-Q2 | Town of Marystown | Baldwins Outfall | Marystown | Newfoundland and Labrador | Municipal or another local authority | Municipal or another local authority | Continuous | Quarterly | Quarterly | 0 | 122 | 16044 | 91 | 85 | 25 | 60 | 77 | 25 | 52 |  |  | Approved
30783 | 2018-Q3 | Town of Marystown | Baldwins Outfall | Marystown | Newfoundland and Labrador | Municipal or another local authority | Municipal or another local authority | Continuous | Quarterly | Quarterly | 0 | 122 | 12039 | 92 | 159 | 25 | 134 | 115 | 25 | 90 |  |  | Approved
30783 | 2018-Q4 | Town of Marystown | Baldwins Outfall | Marystown | Newfoundland and Labrador | Municipal or another local authority | Municipal or another local authority | Continuous | Quarterly | Quarterly | 0 | 122 | 16725.5 | 92 | 56 | 25 | 31 | 51 | 25 | 26 |  |  | Approved
30783 | 2019-Q1 | Town of Marystown | Baldwins Outfall | Marystown | Newfoundland and Labrador | Municipal or another local authority | Municipal or another local authority | Continuous | Quarterly | Quarterly | 0 | 143.7 | 14403 | 90 | 98 | 25 | 73 | 87 | 25 | 62 |  |  | Approved
30783 | 2019-Q2 | Town of Marystown | Baldwins Outfall | Marystown | Newfoundland and Labrador | Municipal or another local authority | Municipal or another local authority | Continuous | Quarterly | Quarterly | 0 | 143.7 | 8909 | 91 | 61 | 25 | 36 | 67 | 25 | 42 |  |  | Approved
30783 | 2019-Q3 | Town of Marystown | Baldwins Outfall | Marystown | Newfoundland and Labrador | Municipal or another local authority | Municipal or another local authority | Continuous | Quarterly | Quarterly | 0 | 143.7 | 5976 | 92 | 138 | 25 | 113 | 67 | 25 | 42 |  |  | Approved
30783 | 2019-Q4 | Town of Marystown | Baldwins Outfall | Marystown | Newfoundland and Labrador | Municipal or another local authority | Municipal or another local authority | Continuous | Quarterly | Quarterly | 0 | 143.7 | 13277 | 92 | 37 | 25 | 12 | 48 | 25 | 23 |  |  | Approved
30783 | 2020-Q1 | Town of Marystown | Baldwins Outfall | Marystown | Newfoundland and Labrador | Municipal or another local authority | Municipal or another local authority | Continuous | Quarterly | Quarterly | 0 | 116.6 | 22295 | 91 | 77 | 25 | 52 | 38 | 25 | 13 |  |  | Approved
30783 | 2020-Q2 | Town of Marystown | Baldwins Outfall | Marystown | Newfoundland and Labrador | Municipal or another local authority | Municipal or another local authority | Continuous | Quarterly | Quarterly | 0 | 116.6 | 25571 | 91 | 53 | 25 | 28 | 63 | 25 | 38 |  |  | Approved
30783 | 2020-Q3 | Town of Marystown | Baldwins Outfall | Marystown | Newfoundland and Labrador | Municipal or another local authority | Municipal or another local authority | Continuous | Quarterly | Quarterly | 0 | 116.6 | 14154 | 92 | 107 | 25 | 82 | 57 | 25 | 32 |  |  | Approved
30783 | 2020-Q4 | Town of Marystown | Baldwins Outfall | Marystown | Newfoundland and Labrador | Municipal or another local authority | Municipal or another local authority | Continuous | Quarterly | Quarterly | 0 | 116.6 | 21686 | 92 | 90 | 25 | 65 | 61 | 25 | 36 |  |  | Approved
30783 | 2021-Q1 | Town of Marystown | Baldwins Outfall | Marystown | Newfoundland and Labrador | Municipal or another local authority | Municipal or another local authority | Continuous | Quarterly | Quarterly | 0 | 228.7 | 14637 | 90 | 93 | 25 | 68 | 87 | 25 | 62 |  |  | Approved
30783 | 2021-Q2 | Town of Marystown | Baldwins Outfall | Marystown | Newfoundland and Labrador | Municipal or another local authority | Municipal or another local authority | Continuous | Quarterly | Quarterly | 0 | 228.7 | 2347 | 91 | 81 | 25 | 56 | 51 | 25 | 26 |  |  | Approved
30783 | 2021-Q3 | Town of Marystown | Baldwins Outfall | Marystown | Newfoundland and Labrador | Municipal or another local authority | Municipal or another local authority | Continuous | Quarterly | Quarterly | 0 | 228.7 | 1941 | 92 | 227 | 25 | 202 | 358 | 25 | 333 |  |  | Approved
30783 | 2021-Q4 | Town of Marystown | Baldwins Outfall | Marystown | Newfoundland and Labrador | Municipal or another local authority | Municipal or another local authority | Continuous | Quarterly | Quarterly | 0 | 228.7 | 12054 | 92 | 164 | 25 | 139 | 84 | 25 | 59 |  |  | Approved
30783 | 2022-Q1 | Town of Marystown | Baldwins Outfall | Marystown | Newfoundland and Labrador | Municipal or another local authority | Municipal or another local authority | Continuous | Quarterly | Quarterly | 0 | 84.9 | 18794 | 90 | 153 | 25 | 128 | 100 | 25 | 75 |  |  | Approved
30783 | 2022-Q2 | Town of Marystown | Baldwins Outfall | Marystown | Newfoundland and Labrador | Municipal or another local authority | Municipal or another local authority | Continuous | Quarterly | Quarterly | 0 | 84.9 | 9354 | 91 | 104 | 25 | 79 | 53 | 25 | 28 |  |  | Approved
30783 | 2022-Q3 | Town of Marystown | Baldwins Outfall | Marystown | Newfoundland and Labrador | Municipal or another local authority | Municipal or another local authority | Continuous | Quarterly | Quarterly | 0 | 84.9 | 7019 | 92 | 130 | 25 | 105 | 217 | 25 | 192 |  |  | Approved
30783 | 2022-Q4 | Town of Marystown | Baldwins Outfall | Marystown | Newfoundland and Labrador | Municipal or another local authority | Municipal or another local authority | Continuous | Quarterly | Quarterly | 0 | 84.9 | 16868 | 92 | 63 | 25 | 38 | 45 | 25 | 20 |  |  | Approved
30783 | 2023-Q1 | Town of Marystown | Baldwins Outfall | Marystown | Newfoundland and Labrador | Municipal or another local authority | Municipal or another local authority | Continuous | Quarterly | Quarterly | 0 | 142.6 | 12420 | 90 | 92 | 25 | 67 | 74 | 25 | 49 |  |  | Approved
30783 | 2023-Q2 | Town of Marystown | Baldwins Outfall | Marystown | Newfoundland and Labrador | Municipal or another local authority | Municipal or another local authority | Continuous | Quarterly | Quarterly | 0 | 142.6 | 6784 | 91 | 96 | 25 | 71 | 40 | 25 | 15 |  |  | Approved
30783 | 2023-Q3 | Town of Marystown | Baldwins Outfall | Marystown | Newfoundland and Labrador | Municipal or another local authority | Municipal or another local authority | Continuous | Quarterly | Quarterly | 0 | 142.6 | 9919 | 92 | 71 | 25 | 46 | 45 | 25 | 20 |  |  | Approved
30783 | 2023-Q4 | Town of Marystown | Baldwins Outfall | Marystown | Newfoundland and Labrador | Municipal or another local authority | Municipal or another local authority | Continuous | Quarterly | Quarterly | 0 | 142.6 | 19090 | 92 | 39 | 25 | 14 | 53 | 25 | 28 |  |  | Approved
30783 | 2024-Q1 | Randy Brockerville | Baldwins Outfall | Marystown | Newfoundland and Labrador | Municipal or another local authority | Municipal or another local authority | Continuous | Quarterly | Quarterly | 0 | 132.1 | 28062 | 91 | 86 | 25 | 61 | 44 | 25 | 19 |  |  | Approved
30783 | 2024-Q2 | Randy Brockerville | Baldwins Outfall | Marystown | Newfoundland and Labrador | Municipal or another local authority | Municipal or another local authority | Continuous | Quarterly | Quarterly | 0 | 132.1 | 23052 | 91 | 99 | 25 | 74 | 350 | 25 | 325 |  |  | Approved
30783 | 2024-Q3 | Randy Brockerville | Baldwins Outfall | Marystown | Newfoundland and Labrador | Municipal or another local authority | Municipal or another local authority | Continuous | Quarterly | Quarterly | 0 | 132.1 | 16502 | 92 | 76 | 25 | 51 | 56 | 25 | 31 |  |  | Approved
30783 | 2024-Q4 | Randy Brockerville | Baldwins Outfall | Marystown | Newfoundland and Labrador | Municipal or another local authority | Municipal or another local authority | Continuous | Quarterly | Quarterly | 0 | 132.1 | 16323 | 92 | 19 | 25 | -6 | 22 | 25 | -3 |  |  | Approved
30784 | 2018-Q1 | Town of Marystown | Beleventure Outfall | Marystown | Newfoundland and Labrador | Municipal or another local authority | Municipal or another local authority | Continuous | Quarterly | Quarterly | 0 | 119 | 4779 | 31 | 117 | 25 | 92 | 74 | 25 | 49 |  |  | Approved
30784 | 2018-Q2 | Town of Marystown | Beleventure Outfall | Marystown | Newfoundland and Labrador | Municipal or another local authority | Municipal or another local authority | Continuous | Quarterly | Quarterly | 0 | 119 | 19722 | 91 | 132 | 25 | 107 | 95 | 25 | 70 |  |  | Approved
30784 | 2018-Q3 | Town of Marystown | Beleventure Outfall | Marystown | Newfoundland and Labrador | Municipal or another local authority | Municipal or another local authority | Continuous | Quarterly | Quarterly | 0 | 119 | 9859 | 92 | 104 | 25 | 79 | 37 | 25 | 12 |  |  | Approved
30784 | 2018-Q4 | Town of Marystown | Beleventure Outfall | Marystown | Newfoundland and Labrador | Municipal or another local authority | Municipal or another local authority | Continuous | Quarterly | Quarterly | 0 | 119 | 38377.2 | 92 | 71 | 25 | 46 | 44 | 25 | 19 |  |  | Approved
30784 | 2019-Q1 | Town of Marystown | Beleventure Outfall | Marystown | Newfoundland and Labrador | Municipal or another local authority | Municipal or another local authority | Continuous | Quarterly | Quarterly | 0 | 199.3 | 33672 | 90 | 61 | 25 | 36 | 60 | 25 | 35 |  |  | Approved
30784 | 2019-Q2 | Town of Marystown | Beleventure Outfall | Marystown | Newfoundland and Labrador | Municipal or another local authority | Municipal or another local authority | Continuous | Quarterly | Quarterly | 0 | 199.3 | 22529 | 91 | 83 | 25 | 58 | 135 | 25 | 110 |  |  | Approved
30784 | 2019-Q3 | Town of Marystown | Beleventure Outfall | Marystown | Newfoundland and Labrador | Municipal or another local authority | Municipal or another local authority | Continuous | Quarterly | Quarterly | 0 | 199.3 | 35056 | 92 | 71 | 25 | 46 | 66 | 25 | 41 |  |  | Approved
30784 | 2019-Q4 | Town of Marystown | Beleventure Outfall | Marystown | Newfoundland and Labrador | Municipal or another local authority | Municipal or another local authority | Continuous | Quarterly | Quarterly | 0 | 199.3 | 27313 | 92 | 73 | 25 | 48 | 94 | 25 | 69 |  |  | Approved
30784 | 2020-Q1 | Town of Marystown | Beleventure Outfall | Marystown | Newfoundland and Labrador | Municipal or another local authority | Municipal or another local authority | Continuous | Quarterly | Quarterly | 0 | 324.8 | 37310 | 91 | 95 | 25 | 70 | 70 | 25 | 45 |  |  | Approved
30784 | 2020-Q2 | Town of Marystown | Beleventure Outfall | Marystown | Newfoundland and Labrador | Municipal or another local authority | Municipal or another local authority | Continuous | Quarterly | Quarterly | 0 | 324.8 | 32578 | 91 | 108 | 25 | 83 | 63 | 25 | 38 |  |  | Approved
30784 | 2020-Q3 | Town of Marystown | Beleventure Outfall | Marystown | Newfoundland and Labrador | Municipal or another local authority | Municipal or another local authority | Continuous | Quarterly | Quarterly | 0 | 324.8 | 20984 | 92 | 74 | 25 | 49 | 37 | 25 | 12 |  |  | Approved
30784 | 2020-Q4 | Town of Marystown | Beleventure Outfall | Marystown | Newfoundland and Labrador | Municipal or another local authority | Municipal or another local authority | Continuous | Quarterly | Quarterly | 0 | 324.8 | 31582 | 92 | 68 | 25 | 43 | 52 | 25 | 27 |  |  | Approved
30784 | 2021-Q1 | Town of Marystown | Beleventure Outfall | Marystown | Newfoundland and Labrador | Municipal or another local authority | Municipal or another local authority | Continuous | Quarterly | Quarterly | 0 | 334.6 | 29493 | 90 | 79 | 25 | 54 | 65 | 25 | 40 |  |  | Approved
30784 | 2021-Q2 | Town of Marystown | Beleventure Outfall | Marystown | Newfoundland and Labrador | Municipal or another local authority | Municipal or another local authority | Continuous | Quarterly | Quarterly | 0 | 334.6 | 23428 | 91 | 79 | 25 | 54 | 101 | 25 | 76 |  |  | Approved
30784 | 2021-Q3 | Town of Marystown | Beleventure Outfall | Marystown | Newfoundland and Labrador | Municipal or another local authority | Municipal or another local authority | Continuous | Quarterly | Quarterly | 0 | 334.6 | 21582 | 92 | 124 | 25 | 99 | 108 | 25 | 83 |  |  | Approved
30784 | 2021-Q4 | Town of Marystown | Beleventure Outfall | Marystown | Newfoundland and Labrador | Municipal or another local authority | Municipal or another local authority | Continuous | Quarterly | Quarterly | 0 | 334.6 | 24775 | 92 | 60 | 25 | 35 | 92 | 25 | 67 |  |  | Approved
30784 | 2022-Q1 | Town of Marystown | Beleventure Outfall | Marystown | Newfoundland and Labrador | Municipal or another local authority | Municipal or another local authority | Continuous | Quarterly | Quarterly | 0 | 272 | 26695 | 90 | 118 | 25 | 93 | 55 | 25 | 30 |  |  | Approved
30784 | 2022-Q2 | Town of Marystown | Beleventure Outfall | Marystown | Newfoundland and Labrador | Municipal or another local authority | Municipal or another local authority | Continuous | Quarterly | Quarterly | 0 | 272 | 16245 | 91 | 81 | 25 | 56 | 55 | 25 | 30 |  |  | Approved
30784 | 2022-Q3 | Town of Marystown | Beleventure Outfall | Marystown | Newfoundland and Labrador | Municipal or another local authority | Municipal or another local authority | Continuous | Quarterly | Quarterly | 0 | 272 | 15405 | 92 | 100 | 25 | 75 | 256 | 25 | 231 |  |  | Approved
30784 | 2022-Q4 | Town of Marystown | Beleventure Outfall | Marystown | Newfoundland and Labrador | Municipal or another local authority | Municipal or another local authority | Continuous | Quarterly | Quarterly | 0 | 272 | 24382 | 92 | 54 | 25 | 29 | 15 | 25 | -10 |  |  | Approved
30784 | 2023-Q1 | Town of Marystown | Beleventure Outfall | Marystown | Newfoundland and Labrador | Municipal or another local authority | Municipal or another local authority | Continuous | Quarterly | Quarterly | 0 | 226.6 | 15696 | 90 | 45 | 25 | 20 | 25 | 25 | 0 |  |  | Approved
30784 | 2023-Q2 | Town of Marystown | Beleventure Outfall | Marystown | Newfoundland and Labrador | Municipal or another local authority | Municipal or another local authority | Continuous | Quarterly | Quarterly | 0 | 226.6 | 11224 | 91 | 80 | 25 | 55 | 44 | 25 | 19 |  |  | Approved
30784 | 2023-Q3 | Town of Marystown | Beleventure Outfall | Marystown | Newfoundland and Labrador | Municipal or another local authority | Municipal or another local authority | Continuous | Quarterly | Quarterly | 0 | 226.6 | 14115 | 92 | 37 | 25 | 12 | 28 | 25 | 3 |  |  | Approved
30784 | 2023-Q4 | Town of Marystown | Beleventure Outfall | Marystown | Newfoundland and Labrador | Municipal or another local authority | Municipal or another local authority | Continuous | Quarterly | Quarterly | 0 | 226.6 | 14699 | 92 | 66 | 25 | 41 | 41 | 25 | 16 |  |  | Approved
30784 | 2024-Q1 | Randy Brockerville | Beleventure Outfall | Marystown | Newfoundland and Labrador | Municipal or another local authority | Municipal or another local authority | Continuous | Quarterly | Quarterly | 0 | 152.7 | 15517 | 91 | 76 | 25 | 51 | 79 | 25 | 54 |  |  | Approved
30784 | 2024-Q2 | Randy Brockerville | Beleventure Outfall | Marystown | Newfoundland and Labrador | Municipal or another local authority | Municipal or another local authority | Continuous | Quarterly | Quarterly | 0 | 152.7 | 16220 | 91 | 57 | 25 | 32 | 89 | 25 | 64 |  |  | Approved
30784 | 2024-Q3 | Randy Brockerville | Beleventure Outfall | Marystown | Newfoundland and Labrador | Municipal or another local authority | Municipal or another local authority | Continuous | Quarterly | Quarterly | 0 | 152.7 | 12893 | 92 | 84 | 25 | 59 | 78 | 25 | 53 |  |  | Approved
30784 | 2024-Q4 | Randy Brockerville | Beleventure Outfall | Marystown | Newfoundland and Labrador | Municipal or another local authority | Municipal or another local authority | Continuous | Quarterly | Quarterly | 0 | 152.7 | 16537 | 92 | 26 | 25 | 1 | 53 | 25 | 28 |  |  | Approved
30785 | 2018-Q1 | Town of Marystown | Brakes Sub Outfall | Marystown | Newfoundland and Labrador | Municipal or another local authority | Municipal or another local authority | Continuous | Quarterly | Quarterly | 0 | 105 | 4272 | 31 | 96 | 25 | 71 | 132 | 25 | 107 |  |  | Approved
30785 | 2018-Q2 | Town of Marystown | Brakes Sub Outfall | Marystown | Newfoundland and Labrador | Municipal or another local authority | Municipal or another local authority | Continuous | Quarterly | Quarterly | 0 | 105 | 11747 | 91 | 67 | 25 | 42 | 76 | 25 | 51 |  |  | Approved
30785 | 2018-Q3 | Town of Marystown | Brakes Sub Outfall | Marystown | Newfoundland and Labrador | Municipal or another local authority | Municipal or another local authority | Continuous | Quarterly | Quarterly | 0 | 105 | 7849 | 92 | 128 | 25 | 103 | 105 | 25 | 80 |  |  | Approved
30785 | 2018-Q4 | Town of Marystown | Brakes Sub Outfall | Marystown | Newfoundland and Labrador | Municipal or another local authority | Municipal or another local authority | Continuous | Quarterly | Quarterly | 0 | 105 | 20121.6 | 92 | 80 | 25 | 55 | 99 | 25 | 74 |  |  | Approved
30785 | 2019-Q1 | Town of Marystown | Brakes Sub Outfall | Marystown | Newfoundland and Labrador | Municipal or another local authority | Municipal or another local authority | Continuous | Quarterly | Quarterly | 0 | 120.5 | 14674 | 90 | 121 | 25 | 96 | 135 | 25 | 110 |  |  | Approved
30785 | 2019-Q2 | Town of Marystown | Brakes Sub Outfall | Marystown | Newfoundland and Labrador | Municipal or another local authority | Municipal or another local authority | Continuous | Quarterly | Quarterly | 0 | 120.5 | 14017 | 91 | 62 | 25 | 37 | 70 | 25 | 45 |  |  | Approved
30785 | 2019-Q3 | Town of Marystown | Brakes Sub Outfall | Marystown | Newfoundland and Labrador | Municipal or another local authority | Municipal or another local authority | Continuous | Quarterly | Quarterly | 0 | 120.5 | 14413 | 92 | 110 | 25 | 85 | 104 | 25 | 79 |  |  | Approved
30785 | 2019-Q4 | Town of Marystown | Brakes Sub Outfall | Marystown | Newfoundland and Labrador | Municipal or another local authority | Municipal or another local authority | Continuous | Quarterly | Quarterly | 0 | 120.5 | 19153 | 92 | 107 | 25 | 82 | 86 | 25 | 61 |  |  | Approved
30785 | 2020-Q1 | Town of Marystown | Brakes Sub Outfall | Marystown | Newfoundland and Labrador | Municipal or another local authority | Municipal or another local authority | Continuous | Quarterly | Quarterly | 0 | 170.6 | 23569 | 91 | 60 | 25 | 35 | 49 | 25 | 24 |  |  | Approved
30785 | 2020-Q2 | Town of Marystown | Brakes Sub Outfall | Marystown | Newfoundland and Labrador | Municipal or another local authority | Municipal or another local authority | Continuous | Quarterly | Quarterly | 0 | 170.6 | 36855 | 91 | 51 | 25 | 26 | 40 | 25 | 15 |  |  | Approved
30785 | 2020-Q3 | Town of Marystown | Brakes Sub Outfall | Marystown | Newfoundland and Labrador | Municipal or another local authority | Municipal or another local authority | Continuous | Quarterly | Quarterly | 0 | 170.6 | 25237 | 92 | 108 | 25 | 83 | 118 | 25 | 93 |  |  | Approved
30785 | 2020-Q4 | Town of Marystown | Brakes Sub Outfall | Marystown | Newfoundland and Labrador | Municipal or another local authority | Municipal or another local authority | Continuous | Quarterly | Quarterly | 0 | 170.6 | 20457 | 92 | 61 | 25 | 36 | 52 | 25 | 27 |  |  | Approved
30785 | 2021-Q1 | Town of Marystown | Brakes Sub Outfall | Marystown | Newfoundland and Labrador | Municipal or another local authority | Municipal or another local authority | Continuous | Quarterly | Quarterly | 0 | 289.9 | 19082 | 90 | 54 | 25 | 29 | 49 | 25 | 24 |  |  | Approved
30785 | 2021-Q2 | Town of Marystown | Brakes Sub Outfall | Marystown | Newfoundland and Labrador | Municipal or another local authority | Municipal or another local authority | Continuous | Quarterly | Quarterly | 0 | 289.9 | 11424 | 91 | 86 | 25 | 61 | 55 | 25 | 30 |  |  | Approved
30785 | 2021-Q3 | Town of Marystown | Brakes Sub Outfall | Marystown | Newfoundland and Labrador | Municipal or another local authority | Municipal or another local authority | Continuous | Quarterly | Quarterly | 0 | 289.9 | 6228 | 92 | 111 | 25 | 86 | 100 | 25 | 75 |  |  | Approved
30785 | 2021-Q4 | Town of Marystown | Brakes Sub Outfall | Marystown | Newfoundland and Labrador | Municipal or another local authority | Municipal or another local authority | Continuous | Quarterly | Quarterly | 0 | 289.9 | 19119 | 92 | 85 | 25 | 60 | 90 | 25 | 65 |  |  | Approved
30785 | 2022-Q1 | Town of Marystown | Brakes Sub Outfall | Marystown | Newfoundland and Labrador | Municipal or another local authority | Municipal or another local authority | Continuous | Quarterly | Quarterly | 0 | 153 | 26140 | 90 | 113 | 25 | 88 | 49 | 25 | 24 |  |  | Approved
30785 | 2022-Q2 | Town of Marystown | Brakes Sub Outfall | Marystown | Newfoundland and Labrador | Municipal or another local authority | Municipal or another local authority | Continuous | Quarterly | Quarterly | 0 | 153 | 13367 | 91 | 69 | 25 | 44 | 47 | 25 | 22 |  |  | Approved
30785 | 2022-Q3 | Town of Marystown | Brakes Sub Outfall | Marystown | Newfoundland and Labrador | Municipal or another local authority | Municipal or another local authority | Continuous | Quarterly | Quarterly | 0 | 153 | 9262 | 92 | 117 | 25 | 92 | 82 | 25 | 57 |  |  | Approved
30785 | 2022-Q4 | Town of Marystown | Brakes Sub Outfall | Marystown | Newfoundland and Labrador | Municipal or another local authority | Municipal or another local authority | Continuous | Quarterly | Quarterly | 0 | 153 | 16438 | 92 | 68 | 25 | 43 | 59 | 25 | 34 |  |  | Approved
30785 | 2023-Q1 | Town of Marystown | Brakes Sub Outfall | Marystown | Newfoundland and Labrador | Municipal or another local authority | Municipal or another local authority | Continuous | Quarterly | Quarterly | 0 | 178.6 | 16661 | 90 | 61 | 25 | 36 | 55 | 25 | 30 |  |  | Approved
30785 | 2023-Q2 | Town of Marystown | Brakes Sub Outfall | Marystown | Newfoundland and Labrador | Municipal or another local authority | Municipal or another local authority | Continuous | Quarterly | Quarterly | 0 | 178.6 | 8374 | 91 | 64 | 25 | 39 | 50 | 25 | 25 |  |  | Approved
30785 | 2023-Q3 | Town of Marystown | Brakes Sub Outfall | Marystown | Newfoundland and Labrador | Municipal or another local authority | Municipal or another local authority | Continuous | Quarterly | Quarterly | 0 | 178.6 | 12969 | 92 | 137 | 25 | 112 | 104 | 25 | 79 |  |  | Approved
30785 | 2023-Q4 | Town of Marystown | Brakes Sub Outfall | Marystown | Newfoundland and Labrador | Municipal or another local authority | Municipal or another local authority | Continuous | Quarterly | Quarterly | 0 | 178.6 | 20449 | 92 | 57 | 25 | 32 | 41 | 25 | 16 |  |  | Approved
30785 | 2024-Q1 | Randy Brockerville | Brakes Sub Outfall | Marystown | Newfoundland and Labrador | Municipal or another local authority | Municipal or another local authority | Continuous | Quarterly | Quarterly | 0 | 160.1 | 15349 | 91 | 79 | 25 | 54 | 70 | 25 | 45 |  |  | Approved
30785 | 2024-Q2 | Randy Brockerville | Brakes Sub Outfall | Marystown | Newfoundland and Labrador | Municipal or another local authority | Municipal or another local authority | Continuous | Quarterly | Quarterly | 0 | 160.1 | 12587 | 91 | 73 | 25 | 48 | 88 | 25 | 63 |  |  | Approved
30785 | 2024-Q3 | Randy Brockerville | Brakes Sub Outfall | Marystown | Newfoundland and Labrador | Municipal or another local authority | Municipal or another local authority | Continuous | Quarterly | Quarterly | 0 | 160.1 | 7077 | 92 | 39 | 25 | 14 | 44 | 25 | 19 |  |  | Approved
30785 | 2024-Q4 | Randy Brockerville | Brakes Sub Outfall | Marystown | Newfoundland and Labrador | Municipal or another local authority | Municipal or another local authority | Continuous | Quarterly | Quarterly | 0 | 160.1 | 19030 | 92 | 27 | 25 | 2 | 30 | 25 | 5 |  |  | Approved
30786 | 2018-Q1 | Town of Marystown | Dock Road Outfall | Marystown | Newfoundland and Labrador | Municipal or another local authority | Municipal or another local authority | Continuous | Quarterly | Quarterly | 0 | 270 | 4833 | 31 | 31 | 25 | 6 | 47 | 25 | 22 |  |  | Approved
30786 | 2018-Q2 | Town of Marystown | Dock Road Outfall | Marystown | Newfoundland and Labrador | Municipal or another local authority | Municipal or another local authority | Continuous | Quarterly | Quarterly | 0 | 270 | 25439 | 91 | 100 | 25 | 75 | 93 | 25 | 68 |  |  | Approved
30786 | 2018-Q3 | Town of Marystown | Dock Road Outfall | Marystown | Newfoundland and Labrador | Municipal or another local authority | Municipal or another local authority | Continuous | Quarterly | Quarterly | 0 | 270 | 24864 | 92 | 92 | 25 | 67 | 112 | 25 | 87 |  |  | Approved
30786 | 2018-Q4 | Town of Marystown | Dock Road Outfall | Marystown | Newfoundland and Labrador | Municipal or another local authority | Municipal or another local authority | Continuous | Quarterly | Quarterly | 0 | 270 | 33116.9 | 92 | 59 | 25 | 34 | 42 | 25 | 17 |  |  | Approved
30786 | 2019-Q1 | Town of Marystown | Dock Road Outfall | Marystown | Newfoundland and Labrador | Municipal or another local authority | Municipal or another local authority | Continuous | Quarterly | Quarterly | 0 | 241.8 | 30509 | 90 | 99 | 25 | 74 | 149 | 25 | 124 |  |  | Approved
30786 | 2019-Q2 | Town of Marystown | Dock Road Outfall | Marystown | Newfoundland and Labrador | Municipal or another local authority | Municipal or another local authority | Continuous | Quarterly | Quarterly | 0 | 241.8 | 30122 | 91 | 55 | 25 | 30 | 68 | 25 | 43 |  |  | Approved
30786 | 2019-Q3 | Town of Marystown | Dock Road Outfall | Marystown | Newfoundland and Labrador | Municipal or another local authority | Municipal or another local authority | Continuous | Quarterly | Quarterly | 0 | 241.8 | 23488 | 92 | 75 | 25 | 50 | 49 | 25 | 24 |  |  | Approved
30786 | 2019-Q4 | Town of Marystown | Dock Road Outfall | Marystown | Newfoundland and Labrador | Municipal or another local authority | Municipal or another local authority | Continuous | Quarterly | Quarterly | 0 | 241.8 | 28818 | 92 | 60 | 25 | 35 | 108 | 25 | 83 |  |  | Approved
30786 | 2020-Q1 | Town of Marystown | Dock Road Outfall | Marystown | Newfoundland and Labrador | Municipal or another local authority | Municipal or another local authority | Continuous | Quarterly | Quarterly | 0 | 309.4 | 35945 | 91 | 50 | 25 | 25 | 63 | 25 | 38 |  |  | Approved
30786 | 2020-Q2 | Town of Marystown | Dock Road Outfall | Marystown | Newfoundland and Labrador | Municipal or another local authority | Municipal or another local authority | Continuous | Quarterly | Quarterly | 0 | 309.4 | 49231 | 91 | 77 | 25 | 52 | 58 | 25 | 33 |  |  | Approved
30786 | 2020-Q3 | Town of Marystown | Dock Road Outfall | Marystown | Newfoundland and Labrador | Municipal or another local authority | Municipal or another local authority | Continuous | Quarterly | Quarterly | 0 | 309.4 | 30730 | 92 | 82 | 25 | 57 | 52 | 25 | 27 |  |  | Approved
30786 | 2020-Q4 | Town of Marystown | Dock Road Outfall | Marystown | Newfoundland and Labrador | Municipal or another local authority | Municipal or another local authority | Continuous | Quarterly | Quarterly | 0 | 309.4 | 36229 | 92 | 75 | 25 | 50 | 62 | 25 | 37 |  |  | Approved
30786 | 2021-Q1 | Town of Marystown | Dock Road Outfall | Marystown | Newfoundland and Labrador | Municipal or another local authority | Municipal or another local authority | Continuous | Quarterly | Quarterly | 0 | 415.7 | 46478 | 90 | 137 | 25 | 112 | 162 | 25 | 137 |  |  | Approved
30786 | 2021-Q2 | Town of Marystown | Dock Road Outfall | Marystown | Newfoundland and Labrador | Municipal or another local authority | Municipal or another local authority | Continuous | Quarterly | Quarterly | 0 | 415.7 | 34850 | 91 | 72 | 25 | 47 | 88 | 25 | 63 |  |  | Approved
30786 | 2021-Q3 | Town of Marystown | Dock Road Outfall | Marystown | Newfoundland and Labrador | Municipal or another local authority | Municipal or another local authority | Continuous | Quarterly | Quarterly | 0 | 415.7 | 36001 | 92 | 106 | 25 | 81 | 95 | 25 | 70 |  |  | Approved
30786 | 2021-Q4 | Town of Marystown | Dock Road Outfall | Marystown | Newfoundland and Labrador | Municipal or another local authority | Municipal or another local authority | Continuous | Quarterly | Quarterly | 0 | 415.7 | 52285 | 92 | 89 | 25 | 64 | 134 | 25 | 109 |  |  | Approved
30786 | 2022-Q1 | Town of Marystown | Dock Road Outfall | Marystown | Newfoundland and Labrador | Municipal or another local authority | Municipal or another local authority | Continuous | Quarterly | Quarterly | 0 | 464.7 | 61015 | 90 | 111 | 25 | 86 | 97 | 25 | 72 |  |  | Approved
30786 | 2022-Q2 | Town of Marystown | Dock Road Outfall | Marystown | Newfoundland and Labrador | Municipal or another local authority | Municipal or another local authority | Continuous | Quarterly | Quarterly | 0 | 464.7 | 41175 | 91 | 112 | 25 | 87 | 67 | 25 | 42 |  |  | Approved
30786 | 2022-Q3 | Town of Marystown | Dock Road Outfall | Marystown | Newfoundland and Labrador | Municipal or another local authority | Municipal or another local authority | Continuous | Quarterly | Quarterly | 0 | 464.7 | 27232 | 92 | 76 | 25 | 51 | 90 | 25 | 65 |  |  | Approved
30786 | 2022-Q4 | Town of Marystown | Dock Road Outfall | Marystown | Newfoundland and Labrador | Municipal or another local authority | Municipal or another local authority | Continuous | Quarterly | Quarterly | 0 | 464.7 | 26084 | 92 | 54 | 25 | 29 | 77 | 25 | 52 |  |  | Approved
30786 | 2023-Q1 | Town of Marystown | Dock Road Outfall | Marystown | Newfoundland and Labrador | Municipal or another local authority | Municipal or another local authority | Continuous | Quarterly | Quarterly | 0 | 426 | 28955 | 90 | 82 | 25 | 57 | 67 | 25 | 42 |  |  | Approved
30786 | 2023-Q2 | Town of Marystown | Dock Road Outfall | Marystown | Newfoundland and Labrador | Municipal or another local authority | Municipal or another local authority | Continuous | Quarterly | Quarterly | 0 | 426 | 24174 | 91 | 56 | 25 | 31 | 59 | 25 | 34 |  |  | Approved
30786 | 2023-Q3 | Town of Marystown | Dock Road Outfall | Marystown | Newfoundland and Labrador | Municipal or another local authority | Municipal or another local authority | Continuous | Quarterly | Quarterly | 0 | 426 | 23931 | 92 | 56 | 25 | 31 | 70 | 25 | 45 |  |  | Approved
30786 | 2023-Q4 | Town of Marystown | Dock Road Outfall | Marystown | Newfoundland and Labrador | Municipal or another local authority | Municipal or another local authority | Continuous | Quarterly | Quarterly | 0 | 426 | 30787 | 92 | 42 | 25 | 17 | 29 | 25 | 4 |  |  | Approved
30786 | 2024-Q1 | Randy Brockerville | Dock Road Outfall | Marystown | Newfoundland and Labrador | Municipal or another local authority | Municipal or another local authority | Continuous | Quarterly | Quarterly | 0 | 295.5 | 31253 | 91 | 112 | 25 | 87 | 999 | 25 | 974 |  |  | Approved
30786 | 2024-Q2 | Randy Brockerville | Dock Road Outfall | Marystown | Newfoundland and Labrador | Municipal or another local authority | Municipal or another local authority | Continuous | Quarterly | Quarterly | 0 | 295.5 | 28756 | 91 | 39 | 25 | 14 | 38 | 25 | 13 |  |  | Approved
30786 | 2024-Q3 | Randy Brockerville | Dock Road Outfall | Marystown | Newfoundland and Labrador | Municipal or another local authority | Municipal or another local authority | Continuous | Quarterly | Quarterly | 0 | 295.5 | 19582 | 92 | 69 | 25 | 44 | 75 | 25 | 50 |  |  | Approved
30786 | 2024-Q4 | Randy Brockerville | Dock Road Outfall | Marystown | Newfoundland and Labrador | Municipal or another local authority | Municipal or another local authority | Continuous | Quarterly | Quarterly | 0 | 295.5 | 30445 | 92 | 48 | 25 | 23 | 44 | 25 | 19 |  |  | Approved
30787 | 2018-Q1 | Town of Marystown | Drakes Road Outfall | Marystown | Newfoundland and Labrador | Municipal or another local authority | Municipal or another local authority | Continuous | Quarterly | Quarterly | 0 | 133 | 4995 | 31 | 62 | 25 | 37 | 56 | 25 | 31 |  |  | Approved
30787 | 2018-Q2 | Town of Marystown | Drakes Road Outfall | Marystown | Newfoundland and Labrador | Municipal or another local authority | Municipal or another local authority | Continuous | Quarterly | Quarterly | 0 | 133 | 8930 | 91 | 177 | 25 | 152 | 394 | 25 | 369 |  |  | Approved
30787 | 2018-Q3 | Town of Marystown | Drakes Road Outfall | Marystown | Newfoundland and Labrador | Municipal or another local authority | Municipal or another local authority | Continuous | Quarterly | Quarterly | 0 | 133 | 5206 | 92 | 133 | 25 | 108 | 99 | 25 | 74 |  |  | Approved
30787 | 2018-Q4 | Town of Marystown | Drakes Road Outfall | Marystown | Newfoundland and Labrador | Municipal or another local authority | Municipal or another local authority | Continuous | Quarterly | Quarterly | 0 | 133 | 14344.8 | 92 | 101 | 25 | 76 | 94 | 25 | 69 |  |  | Approved
30787 | 2019-Q1 | Town of Marystown | Drakes Road Outfall | Marystown | Newfoundland and Labrador | Municipal or another local authority | Municipal or another local authority | Continuous | Quarterly | Quarterly | 0 | 91.7 | 16469 | 90 | 136 | 25 | 111 | 466 | 25 | 441 |  |  | Approved
30787 | 2019-Q2 | Town of Marystown | Drakes Road Outfall | Marystown | Newfoundland and Labrador | Municipal or another local authority | Municipal or another local authority | Continuous | Quarterly | Quarterly | 0 | 91.7 | 18950 | 91 | 46 | 25 | 21 | 30 | 25 | 5 |  |  | Approved
30787 | 2019-Q3 | Town of Marystown | Drakes Road Outfall | Marystown | Newfoundland and Labrador | Municipal or another local authority | Municipal or another local authority | Continuous | Quarterly | Quarterly | 0 | 91.7 | 7560 | 92 | 143 | 25 | 118 | 211 | 25 | 186 |  |  | Approved
30787 | 2019-Q4 | Town of Marystown | Drakes Road Outfall | Marystown | Newfoundland and Labrador | Municipal or another local authority | Municipal or another local authority | Continuous | Quarterly | Quarterly | 0 | 91.7 | 7751 | 92 | 101 | 25 | 76 | 95 | 25 | 70 |  |  | Approved
30787 | 2020-Q1 | Town of Marystown | Drakes Road Outfall | Marystown | Newfoundland and Labrador | Municipal or another local authority | Municipal or another local authority | Continuous | Quarterly | Quarterly | 0 | 139 | 9737 | 91 | 112 | 25 | 87 | 81 | 25 | 56 |  |  | Approved
30787 | 2020-Q2 | Town of Marystown | Drakes Road Outfall | Marystown | Newfoundland and Labrador | Municipal or another local authority | Municipal or another local authority | Continuous | Quarterly | Quarterly | 0 | 139 | 13286 | 91 | 74 | 25 | 49 | 75 | 25 | 50 |  |  | Approved
30787 | 2020-Q3 | Town of Marystown | Drakes Road Outfall | Marystown | Newfoundland and Labrador | Municipal or another local authority | Municipal or another local authority | Continuous | Quarterly | Quarterly | 0 | 139 | 10690 | 92 | 135 | 25 | 110 | 52 | 25 | 27 |  |  | Approved
30787 | 2020-Q4 | Town of Marystown | Drakes Road Outfall | Marystown | Newfoundland and Labrador | Municipal or another local authority | Municipal or another local authority | Continuous | Quarterly | Quarterly | 0 | 139 | 23128 | 92 | 104 | 25 | 79 | 105 | 25 | 80 |  |  | Approved
30787 | 2021-Q1 | Town of Marystown | Drakes Road Outfall | Marystown | Newfoundland and Labrador | Municipal or another local authority | Municipal or another local authority | Continuous | Quarterly | Quarterly | 0 | 155.3 | 24050 | 90 | 73 | 25 | 48 | 59 | 25 | 34 |  |  | Approved
30787 | 2021-Q2 | Town of Marystown | Drakes Road Outfall | Marystown | Newfoundland and Labrador | Municipal or another local authority | Municipal or another local authority | Continuous | Quarterly | Quarterly | 0 | 155.3 | 7220 | 91 | 122 | 25 | 97 | 54 | 25 | 29 |  |  | Approved
30787 | 2021-Q3 | Town of Marystown | Drakes Road Outfall | Marystown | Newfoundland and Labrador | Municipal or another local authority | Municipal or another local authority | Continuous | Quarterly | Quarterly | 0 | 155.3 | 8353 | 92 | 192 | 25 | 167 | 152 | 25 | 127 |  |  | Approved
30787 | 2021-Q4 | Town of Marystown | Drakes Road Outfall | Marystown | Newfoundland and Labrador | Municipal or another local authority | Municipal or another local authority | Continuous | Quarterly | Quarterly | 0 | 155.3 | 21321 | 92 | 92 | 25 | 67 | 137 | 25 | 112 |  |  | Approved
30787 | 2022-Q1 | Town of Marystown | Drakes Road Outfall | Marystown | Newfoundland and Labrador | Municipal or another local authority | Municipal or another local authority | Continuous | Quarterly | Quarterly | 0 | 167 | 26538 | 90 | 92 | 25 | 67 | 39 | 25 | 14 |  |  | Approved
30787 | 2022-Q2 | Town of Marystown | Drakes Road Outfall | Marystown | Newfoundland and Labrador | Municipal or another local authority | Municipal or another local authority | Continuous | Quarterly | Quarterly | 0 | 167 | 13531 | 91 | 122 | 25 | 97 | 87 | 25 | 62 |  |  | Approved
30787 | 2022-Q3 | Town of Marystown | Drakes Road Outfall | Marystown | Newfoundland and Labrador | Municipal or another local authority | Municipal or another local authority | Continuous | Quarterly | Quarterly | 0 | 167 | 15612 | 92 | 193 | 25 | 168 | 116 | 25 | 91 |  |  | Approved
30787 | 2022-Q4 | Town of Marystown | Drakes Road Outfall | Marystown | Newfoundland and Labrador | Municipal or another local authority | Municipal or another local authority | Continuous | Quarterly | Quarterly | 0 | 167 | 20322 | 92 | 74 | 25 | 49 | 28 | 25 | 3 |  |  | Approved
30787 | 2023-Q1 | Town of Marystown | Drakes Road Outfall | Marystown | Newfoundland and Labrador | Municipal or another local authority | Municipal or another local authority | Continuous | Quarterly | Quarterly | 0 | 208.2 | 21003 | 90 | 69 | 25 | 44 | 79 | 25 | 54 |  |  | Approved
30787 | 2023-Q2 | Town of Marystown | Drakes Road Outfall | Marystown | Newfoundland and Labrador | Municipal or another local authority | Municipal or another local authority | Continuous | Quarterly | Quarterly | 0 | 208.2 | 12266 | 91 | 109 | 25 | 84 | 68 | 25 | 43 |  |  | Approved
30787 | 2023-Q3 | Town of Marystown | Drakes Road Outfall | Marystown | Newfoundland and Labrador | Municipal or another local authority | Municipal or another local authority | Continuous | Quarterly | Quarterly | 0 | 208.2 | 15212 | 92 | 91 | 25 | 66 | 143 | 25 | 118 |  |  | Approved
30787 | 2023-Q4 | Town of Marystown | Drakes Road Outfall | Marystown | Newfoundland and Labrador | Municipal or another local authority | Municipal or another local authority | Continuous | Quarterly | Quarterly | 0 | 208.2 | 17806 | 92 | 89 | 25 | 64 | 111 | 25 | 86 |  |  | Approved
30787 | 2024-Q1 | Randy Brockerville | Drakes Road Outfall | Marystown | Newfoundland and Labrador | Municipal or another local authority | Municipal or another local authority | Continuous | Quarterly | Quarterly | 0 | 181.6 | 18818 | 91 | 84 | 25 | 59 | 43 | 25 | 18 |  |  | Approved
30787 | 2024-Q2 | Randy Brockerville | Drakes Road Outfall | Marystown | Newfoundland and Labrador | Municipal or another local authority | Municipal or another local authority | Continuous | Quarterly | Quarterly | 0 | 181.6 | 14974 | 91 | 101 | 25 | 76 | 210 | 25 | 185 |  |  | Approved
30787 | 2024-Q3 | Randy Brockerville | Drakes Road Outfall | Marystown | Newfoundland and Labrador | Municipal or another local authority | Municipal or another local authority | Continuous | Quarterly | Quarterly | 0 | 181.6 | 12436 | 92 | 118 | 25 | 93 | 100 | 25 | 75 |  |  | Approved
30787 | 2024-Q4 | Randy Brockerville | Drakes Road Outfall | Marystown | Newfoundland and Labrador | Municipal or another local authority | Municipal or another local authority | Continuous | Quarterly | Quarterly | 0 | 181.6 | 27075 | 92 | 70 | 25 | 45 | 59 | 25 | 34 |  |  | Approved
30788 | 2018-Q1 | Town of Marystown | Greenwood Outfall | Marystown | Newfoundland and Labrador | Municipal or another local authority | Municipal or another local authority | Continuous | Quarterly | Quarterly | 0 | 192 | 7440 | 31 | 78 | 25 | 53 | 50 | 25 | 25 |  |  | Approved
30788 | 2018-Q2 | Town of Marystown | Greenwood Outfall | Marystown | Newfoundland and Labrador | Municipal or another local authority | Municipal or another local authority | Continuous | Quarterly | Quarterly | 0 | 192 | 20295 | 91 | 54 | 25 | 29 | 87 | 25 | 62 |  |  | Approved
30788 | 2018-Q3 | Town of Marystown | Greenwood Outfall | Marystown | Newfoundland and Labrador | Municipal or another local authority | Municipal or another local authority | Continuous | Quarterly | Quarterly | 0 | 192 | 17862 | 92 | 81 | 25 | 56 | 44 | 25 | 19 |  |  | Approved
30788 | 2018-Q4 | Town of Marystown | Greenwood Outfall | Marystown | Newfoundland and Labrador | Municipal or another local authority | Municipal or another local authority | Continuous | Quarterly | Quarterly | 0 | 192 | 30527.3 | 92 | 47 | 25 | 22 | 43 | 25 | 18 |  |  | Approved
30788 | 2019-Q1 | Town of Marystown | Greenwood Outfall | Marystown | Newfoundland and Labrador | Municipal or another local authority | Municipal or another local authority | Continuous | Quarterly | Quarterly | 0 | 208.6 | 27461 | 90 | 53 | 25 | 28 | 61 | 25 | 36 |  |  | Approved
30788 | 2019-Q2 | Town of Marystown | Greenwood Outfall | Marystown | Newfoundland and Labrador | Municipal or another local authority | Municipal or another local authority | Continuous | Quarterly | Quarterly | 0 | 208.6 | 33183 | 91 | 31 | 25 | 6 | 29 | 25 | 4 |  |  | Approved
30788 | 2019-Q3 | Town of Marystown | Greenwood Outfall | Marystown | Newfoundland and Labrador | Municipal or another local authority | Municipal or another local authority | Continuous | Quarterly | Quarterly | 0 | 208.6 | 20211 | 92 | 61 | 25 | 36 | 38 | 25 | 13 |  |  | Approved
30788 | 2019-Q4 | Town of Marystown | Greenwood Outfall | Marystown | Newfoundland and Labrador | Municipal or another local authority | Municipal or another local authority | Continuous | Quarterly | Quarterly | 0 | 208.6 | 27273 | 92 | 78 | 25 | 53 | 525 | 25 | 500 |  |  | Approved
30788 | 2020-Q1 | Town of Marystown | Greenwood Outfall | Marystown | Newfoundland and Labrador | Municipal or another local authority | Municipal or another local authority | Continuous | Quarterly | Quarterly | 0 | 296.2 | 32396 | 91 | 103 | 25 | 78 | 53 | 25 | 28 |  |  | Approved
30788 | 2020-Q2 | Town of Marystown | Greenwood Outfall | Marystown | Newfoundland and Labrador | Municipal or another local authority | Municipal or another local authority | Continuous | Quarterly | Quarterly | 0 | 296.2 | 31668 | 91 | 54 | 25 | 29 | 18 | 25 | -7 |  |  | Approved
30788 | 2020-Q3 | Town of Marystown | Greenwood Outfall | Marystown | Newfoundland and Labrador | Municipal or another local authority | Municipal or another local authority | Continuous | Quarterly | Quarterly | 0 | 296.2 | 21274 | 92 | 65 | 25 | 40 | 30 | 25 | 5 |  |  | Approved
30788 | 2020-Q4 | Town of Marystown | Greenwood Outfall | Marystown | Newfoundland and Labrador | Municipal or another local authority | Municipal or another local authority | Continuous | Quarterly | Quarterly | 0 | 296.2 | 40432 | 92 | 69 | 25 | 44 | 47 | 25 | 22 |  |  | Approved
30788 | 2021-Q1 | Town of Marystown | Greenwood Outfall | Marystown | Newfoundland and Labrador | Municipal or another local authority | Municipal or another local authority | Continuous | Quarterly | Quarterly | 0 | 343.6 | 25290 | 90 | 64 | 25 | 39 | 107 | 25 | 82 |  |  | Approved
30788 | 2021-Q2 | Town of Marystown | Greenwood Outfall | Marystown | Newfoundland and Labrador | Municipal or another local authority | Municipal or another local authority | Continuous | Quarterly | Quarterly | 0 | 343.6 | 30155 | 91 | 88 | 25 | 63 | 41 | 25 | 16 |  |  | Approved
30788 | 2021-Q3 | Town of Marystown | Greenwood Outfall | Marystown | Newfoundland and Labrador | Municipal or another local authority | Municipal or another local authority | Continuous | Quarterly | Quarterly | 0 | 343.6 | 15840 | 92 | 93 | 25 | 68 | 45 | 25 | 20 |  |  | Approved
30788 | 2021-Q4 | Town of Marystown | Greenwood Outfall | Marystown | Newfoundland and Labrador | Municipal or another local authority | Municipal or another local authority | Continuous | Quarterly | Quarterly | 0 | 343.6 | 29460 | 92 | 83 | 25 | 58 | 29 | 25 | 4 |  |  | Approved
30788 | 2022-Q1 | Town of Marystown | Greenwood Outfall | Marystown | Newfoundland and Labrador | Municipal or another local authority | Municipal or another local authority | Continuous | Quarterly | Quarterly | 0 | 276 | 35082 | 90 | 81 | 25 | 56 | 63 | 25 | 38 |  |  | Approved
30788 | 2022-Q2 | Town of Marystown | Greenwood Outfall | Marystown | Newfoundland and Labrador | Municipal or another local authority | Municipal or another local authority | Continuous | Quarterly | Quarterly | 0 | 276 | 32871 | 91 | 50 | 25 | 25 | 38 | 25 | 13 |  |  | Approved
30788 | 2022-Q3 | Town of Marystown | Greenwood Outfall | Marystown | Newfoundland and Labrador | Municipal or another local authority | Municipal or another local authority | Continuous | Quarterly | Quarterly | 0 | 276 | 19400 | 92 | 87 | 25 | 62 | 57 | 25 | 32 |  |  | Approved
30788 | 2022-Q4 | Town of Marystown | Greenwood Outfall | Marystown | Newfoundland and Labrador | Municipal or another local authority | Municipal or another local authority | Continuous | Quarterly | Quarterly | 0 | 276 | 27554 | 92 | 42 | 25 | 17 | 19 | 25 | -6 |  |  | Approved
30788 | 2023-Q1 | Town of Marystown | Greenwood Outfall | Marystown | Newfoundland and Labrador | Municipal or another local authority | Municipal or another local authority | Continuous | Quarterly | Quarterly | 0 | 314.8 | 14877 | 90 | 108 | 25 | 83 | 73 | 25 | 48 |  |  | Approved
30788 | 2023-Q2 | Town of Marystown | Greenwood Outfall | Marystown | Newfoundland and Labrador | Municipal or another local authority | Municipal or another local authority | Continuous | Quarterly | Quarterly | 0 | 314.8 | 20278 | 91 | 54 | 25 | 29 | 72 | 25 | 47 |  |  | Approved
30788 | 2023-Q3 | Town of Marystown | Greenwood Outfall | Marystown | Newfoundland and Labrador | Municipal or another local authority | Municipal or another local authority | Continuous | Quarterly | Quarterly | 0 | 314.8 | 67925 | 92 | 59 | 25 | 34 | 56 | 25 | 31 |  |  | Approved
30788 | 2023-Q4 | Town of Marystown | Greenwood Outfall | Marystown | Newfoundland and Labrador | Municipal or another local authority | Municipal or another local authority | Continuous | Quarterly | Quarterly | 0 | 314.8 | 35923 | 92 | 65 | 25 | 40 | 17 | 25 | -8 |  |  | Approved
30788 | 2024-Q1 | Randy Brockerville | Greenwood Outfall | Marystown | Newfoundland and Labrador | Municipal or another local authority | Municipal or another local authority | Continuous | Quarterly | Quarterly | 0 | 380.8 | 10738 | 91 | 55 | 25 | 30 | 39 | 25 | 14 |  |  | Approved
30788 | 2024-Q2 | Randy Brockerville | Greenwood Outfall | Marystown | Newfoundland and Labrador | Municipal or another local authority | Municipal or another local authority | Continuous | Quarterly | Quarterly | 0 | 380.8 | 6456 | 91 | 33 | 25 | 8 | 86 | 25 | 61 |  |  | Approved
30788 | 2024-Q3 | Randy Brockerville | Greenwood Outfall | Marystown | Newfoundland and Labrador | Municipal or another local authority | Municipal or another local authority | Continuous | Quarterly | Quarterly | 0 | 380.8 | 20612 | 92 | 36 | 25 | 11 | 24 | 25 | -1 |  |  | Approved
30788 | 2024-Q4 | Randy Brockerville | Greenwood Outfall | Marystown | Newfoundland and Labrador | Municipal or another local authority | Municipal or another local authority | Continuous | Quarterly | Quarterly | 0 | 380.8 | 35019 | 92 | 46 | 25 | 21 | 53 | 25 | 28 |  |  | Approved
30789 | 2018-Q1 | Town of Marystown | Hollets Road Outfall | Marystown | Newfoundland and Labrador | Municipal or another local authority | Municipal or another local authority | Continuous | Quarterly | Quarterly | 0 | 199 | 3720 | 31 | 36 | 25 | 11 | 66 | 25 | 41 |  |  | Approved
30789 | 2018-Q2 | Town of Marystown | Hollets Road Outfall | Marystown | Newfoundland and Labrador | Municipal or another local authority | Municipal or another local authority | Continuous | Quarterly | Quarterly | 0 | 199 | 67613 | 91 | 47 | 25 | 22 | 40 | 25 | 15 |  |  | Approved
30789 | 2018-Q3 | Town of Marystown | Hollets Road Outfall | Marystown | Newfoundland and Labrador | Municipal or another local authority | Municipal or another local authority | Continuous | Quarterly | Quarterly | 0 | 199 | 35420 | 92 | 89 | 25 | 64 | 108 | 25 | 83 |  |  | Approved
30789 | 2018-Q4 | Town of Marystown | Hollets Road Outfall | Marystown | Newfoundland and Labrador | Municipal or another local authority | Municipal or another local authority | Continuous | Quarterly | Quarterly | 0 | 199 | 23277.3 | 92 | 65 | 25 | 40 | 47 | 25 | 22 |  |  | Approved
30789 | 2019-Q1 | Town of Marystown | Hollets Road Outfall | Marystown | Newfoundland and Labrador | Municipal or another local authority | Municipal or another local authority | Continuous | Quarterly | Quarterly | 0 | 356.2 | 19649 | 90 | 35 | 25 | 10 | 60 | 25 | 35 |  |  | Approved
30789 | 2019-Q2 | Town of Marystown | Hollets Road Outfall | Marystown | Newfoundland and Labrador | Municipal or another local authority | Municipal or another local authority | Continuous | Quarterly | Quarterly | 0 | 356.2 | 22121 | 91 | 19 | 25 | -6 | 25 | 25 | 0 |  |  | Approved
30789 | 2019-Q3 | Town of Marystown | Hollets Road Outfall | Marystown | Newfoundland and Labrador | Municipal or another local authority | Municipal or another local authority | Continuous | Quarterly | Quarterly | 0 | 356.2 | 16377 | 92 | 51 | 25 | 26 | 65 | 25 | 40 |  |  | Approved
30789 | 2019-Q4 | Town of Marystown | Hollets Road Outfall | Marystown | Newfoundland and Labrador | Municipal or another local authority | Municipal or another local authority | Continuous | Quarterly | Quarterly | 0 | 356.2 | 16630 | 92 | 27 | 25 | 2 | 48 | 25 | 23 |  |  | Approved
30789 | 2020-Q1 | Town of Marystown | Hollets Road Outfall | Marystown | Newfoundland and Labrador | Municipal or another local authority | Municipal or another local authority | Continuous | Quarterly | Quarterly | 0 | 204.9 | 9646 | 91 | 52 | 25 | 27 | 21 | 25 | -4 |  |  | Approved
30789 | 2020-Q2 | Town of Marystown | Hollets Road Outfall | Marystown | Newfoundland and Labrador | Municipal or another local authority | Municipal or another local authority | Continuous | Quarterly | Quarterly | 0 | 204.9 | 10556 | 91 | 142 | 25 | 117 | 43 | 25 | 18 |  |  | Approved
30789 | 2020-Q3 | Town of Marystown | Hollets Road Outfall | Marystown | Newfoundland and Labrador | Municipal or another local authority | Municipal or another local authority | Continuous | Quarterly | Quarterly | 0 | 204.9 | 6094 | 92 | 152 | 25 | 127 | 46 | 25 | 21 |  |  | Approved
30789 | 2020-Q4 | Town of Marystown | Hollets Road Outfall | Marystown | Newfoundland and Labrador | Municipal or another local authority | Municipal or another local authority | Continuous | Quarterly | Quarterly | 0 | 204.9 | 8909 | 92 | 135 | 25 | 110 | 56 | 25 | 31 |  |  | Approved
30789 | 2021-Q1 | Town of Marystown | Hollets Road Outfall | Marystown | Newfoundland and Labrador | Municipal or another local authority | Municipal or another local authority | Continuous | Quarterly | Quarterly | 0 | 96.2 | 14586 | 90 | 77 | 25 | 52 | 78 | 25 | 53 |  |  | Approved
30789 | 2021-Q2 | Town of Marystown | Hollets Road Outfall | Marystown | Newfoundland and Labrador | Municipal or another local authority | Municipal or another local authority | Continuous | Quarterly | Quarterly | 0 | 96.2 | 4825 | 91 | 199 | 25 | 174 | 105 | 25 | 80 |  |  | Approved
30789 | 2021-Q3 | Town of Marystown | Hollets Road Outfall | Marystown | Newfoundland and Labrador | Municipal or another local authority | Municipal or another local authority | Continuous | Quarterly | Quarterly | 0 | 96.2 | 1570 | 92 | 183 | 25 | 158 | 107 | 25 | 82 |  |  | Approved
30789 | 2021-Q4 | Town of Marystown | Hollets Road Outfall | Marystown | Newfoundland and Labrador | Municipal or another local authority | Municipal or another local authority | Continuous | Quarterly | Quarterly | 0 | 96.2 | 8488 | 92 | 142 | 25 | 117 | 60 | 25 | 35 |  |  | Approved
30789 | 2022-Q1 | Town of Marystown | Hollets Road Outfall | Marystown | Newfoundland and Labrador | Municipal or another local authority | Municipal or another local authority | Continuous | Quarterly | Quarterly | 0 | 80.7 | 10377 | 90 | 68 | 25 | 43 | 48 | 25 | 23 |  |  | Approved
30789 | 2022-Q2 | Town of Marystown | Hollets Road Outfall | Marystown | Newfoundland and Labrador | Municipal or another local authority | Municipal or another local authority | Continuous | Quarterly | Quarterly | 0 | 80.7 | 10078 | 91 | 70 | 25 | 45 | 101 | 25 | 76 |  |  | Approved
30789 | 2022-Q3 | Town of Marystown | Hollets Road Outfall | Marystown | Newfoundland and Labrador | Municipal or another local authority | Municipal or another local authority | Continuous | Quarterly | Quarterly | 0 | 80.7 | 5523 | 92 | 96 | 25 | 71 | 43 | 25 | 18 |  |  | Approved
30789 | 2022-Q4 | Town of Marystown | Hollets Road Outfall | Marystown | Newfoundland and Labrador | Municipal or another local authority | Municipal or another local authority | Continuous | Quarterly | Quarterly | 0 | 80.7 | 4905 | 92 | 60 | 25 | 35 | 27 | 25 | 2 |  |  | Approved
30789 | 2023-Q1 | Town of Marystown | Hollets Road Outfall | Marystown | Newfoundland and Labrador | Municipal or another local authority | Municipal or another local authority | Continuous | Quarterly | Quarterly | 0 | 84.6 | 5082 | 90 | 123 | 25 | 98 | 43 | 25 | 18 |  |  | Approved
30789 | 2023-Q2 | Town of Marystown | Hollets Road Outfall | Marystown | Newfoundland and Labrador | Municipal or another local authority | Municipal or another local authority | Continuous | Quarterly | Quarterly | 0 | 84.6 | 4319 | 91 | 82 | 25 | 57 | 60 | 25 | 35 |  |  | Approved
30789 | 2023-Q3 | Town of Marystown | Hollets Road Outfall | Marystown | Newfoundland and Labrador | Municipal or another local authority | Municipal or another local authority | Continuous | Quarterly | Quarterly | 0 | 84.6 | 4261 | 92 | 132 | 25 | 107 | 136 | 25 | 111 |  |  | Approved
30789 | 2023-Q4 | Town of Marystown | Hollets Road Outfall | Marystown | Newfoundland and Labrador | Municipal or another local authority | Municipal or another local authority | Continuous | Quarterly | Quarterly | 0 | 84.6 | 7123 | 92 | 43 | 25 | 18 | 26 | 25 | 1 |  |  | Approved
30790 | 2018-Q1 | Town of Marystown | Reddy Sub Outfall | Marystown | Newfoundland and Labrador | Municipal or another local authority | Municipal or another local authority | Continuous | Quarterly | Quarterly | 0 | 190 | 5945 | 31 | 85 | 25 | 60 | 62 | 25 | 37 |  |  | Approved
30790 | 2018-Q2 | Town of Marystown | Reddy Sub Outfall | Marystown | Newfoundland and Labrador | Municipal or another local authority | Municipal or another local authority | Continuous | Quarterly | Quarterly | 0 | 190 | 23456 | 91 | 131 | 25 | 106 | 76 | 25 | 51 |  |  | Approved
30790 | 2018-Q3 | Town of Marystown | Reddy Sub Outfall | Marystown | Newfoundland and Labrador | Municipal or another local authority | Municipal or another local authority | Continuous | Quarterly | Quarterly | 0 | 190 | 26454 | 92 | 94 | 25 | 69 | 39 | 25 | 14 |  |  | Approved
30790 | 2018-Q4 | Town of Marystown | Reddy Sub Outfall | Marystown | Newfoundland and Labrador | Municipal or another local authority | Municipal or another local authority | Continuous | Quarterly | Quarterly | 0 | 190 | 30458.2 | 92 | 75 | 25 | 50 | 45 | 25 | 20 |  |  | Approved
30790 | 2019-Q1 | Town of Marystown | Reddy Sub Outfall | Marystown | Newfoundland and Labrador | Municipal or another local authority | Municipal or another local authority | Continuous | Quarterly | Quarterly | 0 | 236.5 | 39091 | 90 | 99 | 25 | 74 | 55 | 25 | 30 |  |  | Approved
30790 | 2019-Q2 | Town of Marystown | Reddy Sub Outfall | Marystown | Newfoundland and Labrador | Municipal or another local authority | Municipal or another local authority | Continuous | Quarterly | Quarterly | 0 | 236.5 | 26849 | 91 | 89 | 25 | 64 | 64 | 25 | 39 |  |  | Approved
30790 | 2019-Q3 | Town of Marystown | Reddy Sub Outfall | Marystown | Newfoundland and Labrador | Municipal or another local authority | Municipal or another local authority | Continuous | Quarterly | Quarterly | 0 | 236.5 | 23112 | 92 | 53 | 25 | 28 | 44 | 25 | 19 |  |  | Approved
30790 | 2019-Q4 | Town of Marystown | Reddy Sub Outfall | Marystown | Newfoundland and Labrador | Municipal or another local authority | Municipal or another local authority | Continuous | Quarterly | Quarterly | 0 | 236.5 | 80577 | 92 | 40 | 25 | 15 | 57 | 25 | 32 |  |  | Approved
30790 | 2020-Q1 | Town of Marystown | Reddy Sub Outfall | Marystown | Newfoundland and Labrador | Municipal or another local authority | Municipal or another local authority | Continuous | Quarterly | Quarterly | 0 | 464.7 | 66248 | 91 | 83 | 25 | 58 | 38 | 25 | 13 |  |  | Approved
30790 | 2020-Q2 | Town of Marystown | Reddy Sub Outfall | Marystown | Newfoundland and Labrador | Municipal or another local authority | Municipal or another local authority | Continuous | Quarterly | Quarterly | 0 | 464.7 | 86086 | 91 | 49 | 25 | 24 | 80 | 25 | 55 |  |  | Approved
30790 | 2020-Q3 | Town of Marystown | Reddy Sub Outfall | Marystown | Newfoundland and Labrador | Municipal or another local authority | Municipal or another local authority | Continuous | Quarterly | Quarterly | 0 | 464.7 | 52621 | 92 | 106 | 25 | 81 | 38 | 25 | 13 |  |  | Approved
30790 | 2020-Q4 | Town of Marystown | Reddy Sub Outfall | Marystown | Newfoundland and Labrador | Municipal or another local authority | Municipal or another local authority | Continuous | Quarterly | Quarterly | 0 | 464.7 | 36237 | 92 | 74 | 25 | 49 | 37 | 25 | 12 |  |  | Approved
30790 | 2021-Q1 | Town of Marystown | Reddy Sub Outfall | Marystown | Newfoundland and Labrador | Municipal or another local authority | Municipal or another local authority | Continuous | Quarterly | Quarterly | 0 | 659 | 66441 | 90 | 67 | 25 | 42 | 53 | 25 | 28 |  |  | Approved
30790 | 2021-Q2 | Town of Marystown | Reddy Sub Outfall | Marystown | Newfoundland and Labrador | Municipal or another local authority | Municipal or another local authority | Continuous | Quarterly | Quarterly | 0 | 659 | 34063 | 91 | 132 | 25 | 107 | 46 | 25 | 21 |  |  | Approved
30790 | 2021-Q3 | Town of Marystown | Reddy Sub Outfall | Marystown | Newfoundland and Labrador | Municipal or another local authority | Municipal or another local authority | Continuous | Quarterly | Quarterly | 0 | 659 | 35201 | 92 | 108 | 25 | 83 | 355 | 25 | 330 |  |  | Approved
30790 | 2021-Q4 | Town of Marystown | Reddy Sub Outfall | Marystown | Newfoundland and Labrador | Municipal or another local authority | Municipal or another local authority | Continuous | Quarterly | Quarterly | 0 | 659 | 36524 | 92 | 89 | 25 | 64 | 55 | 25 | 30 |  |  | Approved
30790 | 2022-Q1 | Town of Marystown | Reddy Sub Outfall | Marystown | Newfoundland and Labrador | Municipal or another local authority | Municipal or another local authority | Continuous | Quarterly | Quarterly | 0 | 471.9 | 41793 | 90 | 160 | 25 | 135 | 62 | 25 | 37 |  |  | Approved
30790 | 2022-Q2 | Town of Marystown | Reddy Sub Outfall | Marystown | Newfoundland and Labrador | Municipal or another local authority | Municipal or another local authority | Continuous | Quarterly | Quarterly | 0 | 471.9 | 34347 | 91 | 133 | 25 | 108 | 444 | 25 | 419 |  |  | Approved
30790 | 2022-Q3 | Town of Marystown | Reddy Sub Outfall | Marystown | Newfoundland and Labrador | Municipal or another local authority | Municipal or another local authority | Continuous | Quarterly | Quarterly | 0 | 471.9 | 32403 | 92 | 128 | 25 | 103 | 230 | 25 | 205 |  |  | Approved
30790 | 2022-Q4 | Town of Marystown | Reddy Sub Outfall | Marystown | Newfoundland and Labrador | Municipal or another local authority | Municipal or another local authority | Continuous | Quarterly | Quarterly | 0 | 471.9 | 33283 | 92 | 60 | 25 | 35 | 34 | 25 | 9 |  |  | Approved
30790 | 2023-Q1 | Town of Marystown | Reddy Sub Outfall | Marystown | Newfoundland and Labrador | Municipal or another local authority | Municipal or another local authority | Continuous | Quarterly | Quarterly | 0 | 388.6 | 23523 | 90 | 51 | 25 | 26 | 35 | 25 | 10 |  |  | Approved
30790 | 2023-Q2 | Town of Marystown | Reddy Sub Outfall | Marystown | Newfoundland and Labrador | Municipal or another local authority | Municipal or another local authority | Continuous | Quarterly | Quarterly | 0 | 388.6 | 17799 | 91 | 78 | 25 | 53 | 43 | 25 | 18 |  |  | Approved
30790 | 2023-Q3 | Town of Marystown | Reddy Sub Outfall | Marystown | Newfoundland and Labrador | Municipal or another local authority | Municipal or another local authority | Continuous | Quarterly | Quarterly | 0 | 388.6 | 25107 | 92 | 117 | 25 | 92 | 547 | 25 | 522 |  |  | Approved
30790 | 2023-Q4 | Town of Marystown | Reddy Sub Outfall | Marystown | Newfoundland and Labrador | Municipal or another local authority | Municipal or another local authority | Continuous | Quarterly | Quarterly | 0 | 388.6 | 34903 | 92 | 85 | 25 | 60 | 76 | 25 | 51 |  |  | Approved
30790 | 2024-Q1 | Randy Brockerville | Reddy Sub Outfall | Marystown | Newfoundland and Labrador | Municipal or another local authority | Municipal or another local authority | Continuous | Quarterly | Quarterly | 0 | 277.6 | 29629 | 91 | 92 | 25 | 67 | 31 | 25 | 6 |  |  | Approved
30790 | 2024-Q2 | Randy Brockerville | Reddy Sub Outfall | Marystown | Newfoundland and Labrador | Municipal or another local authority | Municipal or another local authority | Continuous | Quarterly | Quarterly | 0 | 277.6 | 29893 | 91 | 56 | 25 | 31 | 38 | 25 | 13 |  |  | Approved
30790 | 2024-Q3 | Randy Brockerville | Reddy Sub Outfall | Marystown | Newfoundland and Labrador | Municipal or another local authority | Municipal or another local authority | Continuous | Quarterly | Quarterly | 0 | 277.6 | 15205 | 92 | 79 | 25 | 54 | 55 | 25 | 30 |  |  | Approved
30790 | 2024-Q4 | Randy Brockerville | Reddy Sub Outfall | Marystown | Newfoundland and Labrador | Municipal or another local authority | Municipal or another local authority | Continuous | Quarterly | Quarterly | 0 | 277.6 | 41516 | 92 | 30 | 25 | 5 | 44 | 25 | 19 |  |  | Approved
30791 | 2018-Q1 | Town of Marystown | Shole Point Outfall | Marystown | Newfoundland and Labrador | Municipal or another local authority | Municipal or another local authority | Continuous | Quarterly | Quarterly | 0 | 161 | 3690 | 31 | 129 | 25 | 104 | 302 | 25 | 277 |  |  | Approved
30791 | 2018-Q2 | Town of Marystown | Shole Point Outfall | Marystown | Newfoundland and Labrador | Municipal or another local authority | Municipal or another local authority | Continuous | Quarterly | Quarterly | 0 | 161 | 11947 | 91 | 71 | 25 | 46 | 102 | 25 | 77 |  |  | Approved
30791 | 2018-Q3 | Town of Marystown | Shole Point Outfall | Marystown | Newfoundland and Labrador | Municipal or another local authority | Municipal or another local authority | Continuous | Quarterly | Quarterly | 0 | 161 | 12818 | 92 | 105 | 25 | 80 | 45 | 25 | 20 |  |  | Approved
30791 | 2018-Q4 | Town of Marystown | Shole Point Outfall | Marystown | Newfoundland and Labrador | Municipal or another local authority | Municipal or another local authority | Continuous | Quarterly | Quarterly | 0 | 161 | 37397.2 | 92 | 62 | 25 | 37 | 49 | 25 | 24 |  |  | Approved
30791 | 2019-Q1 | Town of Marystown | Shole Point Outfall | Marystown | Newfoundland and Labrador | Municipal or another local authority | Municipal or another local authority | Continuous | Quarterly | Quarterly | 0 | 180.4 | 12655 | 90 | 62 | 25 | 37 | 54 | 25 | 29 |  |  | Approved
30791 | 2019-Q2 | Town of Marystown | Shole Point Outfall | Marystown | Newfoundland and Labrador | Municipal or another local authority | Municipal or another local authority | Continuous | Quarterly | Quarterly | 0 | 180.4 | 11475 | 91 | 68 | 25 | 43 | 50 | 25 | 25 |  |  | Approved
30791 | 2019-Q3 | Town of Marystown | Shole Point Outfall | Marystown | Newfoundland and Labrador | Municipal or another local authority | Municipal or another local authority | Continuous | Quarterly | Quarterly | 0 | 180.4 | 12531 | 92 | 128 | 25 | 103 | 141 | 25 | 116 |  |  | Approved
30791 | 2019-Q4 | Town of Marystown | Shole Point Outfall | Marystown | Newfoundland and Labrador | Municipal or another local authority | Municipal or another local authority | Continuous | Quarterly | Quarterly | 0 | 180.4 | 18842 | 92 | 90 | 25 | 65 | 166 | 25 | 141 |  |  | Approved
30791 | 2020-Q1 | Town of Marystown | Shole Point Outfall | Marystown | Newfoundland and Labrador | Municipal or another local authority | Municipal or another local authority | Continuous | Quarterly | Quarterly | 0 | 152.1 | 17108 | 91 | 64 | 25 | 39 | 84 | 25 | 59 |  |  | Approved
30791 | 2020-Q2 | Town of Marystown | Shole Point Outfall | Marystown | Newfoundland and Labrador | Municipal or another local authority | Municipal or another local authority | Continuous | Quarterly | Quarterly | 0 | 152.1 | 17290 | 91 | 50 | 25 | 25 | 70 | 25 | 45 |  |  | Approved
30791 | 2020-Q3 | Town of Marystown | Shole Point Outfall | Marystown | Newfoundland and Labrador | Municipal or another local authority | Municipal or another local authority | Continuous | Quarterly | Quarterly | 0 | 152.1 | 5375 | 92 | 98 | 25 | 73 | 65 | 25 | 40 |  |  | Approved
30791 | 2020-Q4 | Town of Marystown | Shole Point Outfall | Marystown | Newfoundland and Labrador | Municipal or another local authority | Municipal or another local authority | Continuous | Quarterly | Quarterly | 0 | 152.1 | 10587 | 92 | 72 | 25 | 47 | 52 | 25 | 27 |  |  | Approved
30791 | 2021-Q1 | Town of Marystown | Shole Point Outfall | Marystown | Newfoundland and Labrador | Municipal or another local authority | Municipal or another local authority | Continuous | Quarterly | Quarterly | 0 | 137.6 | 4738 | 90 | 129 | 25 | 104 | 141 | 25 | 116 |  |  | Approved
30791 | 2021-Q2 | Town of Marystown | Shole Point Outfall | Marystown | Newfoundland and Labrador | Municipal or another local authority | Municipal or another local authority | Continuous | Quarterly | Quarterly | 0 | 137.6 | 5482 | 91 | 96 | 25 | 71 | 68 | 25 | 43 |  |  | Approved
30791 | 2021-Q3 | Town of Marystown | Shole Point Outfall | Marystown | Newfoundland and Labrador | Municipal or another local authority | Municipal or another local authority | Continuous | Quarterly | Quarterly | 0 | 137.6 | 7583 | 92 | 68 | 25 | 43 | 200 | 25 | 175 |  |  | Approved
30791 | 2021-Q4 | Town of Marystown | Shole Point Outfall | Marystown | Newfoundland and Labrador | Municipal or another local authority | Municipal or another local authority | Continuous | Quarterly | Quarterly | 0 | 137.6 | 10632 | 92 | 41 | 25 | 16 | 20 | 25 | -5 |  |  | Approved
30791 | 2022-Q1 | Town of Marystown | Shole Point Outfall | Marystown | Newfoundland and Labrador | Municipal or another local authority | Municipal or another local authority | Continuous | Quarterly | Quarterly | 0 | 77.9 | 21973 | 90 | 104 | 25 | 79 | 75 | 25 | 50 |  |  | Approved
30791 | 2022-Q2 | Town of Marystown | Shole Point Outfall | Marystown | Newfoundland and Labrador | Municipal or another local authority | Municipal or another local authority | Continuous | Quarterly | Quarterly | 0 | 77.9 | 19749 | 91 | 58 | 25 | 33 | 46 | 25 | 21 |  |  | Approved
30791 | 2022-Q3 | Town of Marystown | Shole Point Outfall | Marystown | Newfoundland and Labrador | Municipal or another local authority | Municipal or another local authority | Continuous | Quarterly | Quarterly | 0 | 77.9 | 11573 | 92 | 70 | 25 | 45 | 42 | 25 | 17 |  |  | Approved
30791 | 2022-Q4 | Town of Marystown | Shole Point Outfall | Marystown | Newfoundland and Labrador | Municipal or another local authority | Municipal or another local authority | Continuous | Quarterly | Quarterly | 0 | 77.9 | 21346 | 92 | 92 | 25 | 67 | 51 | 25 | 26 |  |  | Approved
30791 | 2023-Q1 | Town of Marystown | Shole Point Outfall | Marystown | Newfoundland and Labrador | Municipal or another local authority | Municipal or another local authority | Continuous | Quarterly | Quarterly | 0 | 204.5 | 12190 | 90 | 51 | 25 | 26 | 28 | 25 | 3 |  |  | Approved
30791 | 2023-Q2 | Town of Marystown | Shole Point Outfall | Marystown | Newfoundland and Labrador | Municipal or another local authority | Municipal or another local authority | Continuous | Quarterly | Quarterly | 0 | 204.5 | 8943 | 91 | 59 | 25 | 34 | 46 | 25 | 21 |  |  | Approved
30791 | 2023-Q3 | Town of Marystown | Shole Point Outfall | Marystown | Newfoundland and Labrador | Municipal or another local authority | Municipal or another local authority | Continuous | Quarterly | Quarterly | 0 | 204.5 | 4710 | 92 | 26 | 25 | 1 | 36 | 25 | 11 |  |  | Approved
30791 | 2023-Q4 | Town of Marystown | Shole Point Outfall | Marystown | Newfoundland and Labrador | Municipal or another local authority | Municipal or another local authority | Continuous | Quarterly | Quarterly | 0 | 204.5 | 7183 | 92 | 69 | 25 | 44 | 51 | 25 | 26 |  |  | Approved
30791 | 2024-Q1 | Randy Brockerville | Shole Point Outfall | Marystown | Newfoundland and Labrador | Municipal or another local authority | Municipal or another local authority | Continuous | Quarterly | Quarterly | 0 | 90.5 | 17483 | 91 | 43 | 25 | 18 | 70 | 25 | 45 |  |  | Approved
30791 | 2024-Q2 | Randy Brockerville | Shole Point Outfall | Marystown | Newfoundland and Labrador | Municipal or another local authority | Municipal or another local authority | Continuous | Quarterly | Quarterly | 0 | 90.5 | 20356 | 91 | 69 | 25 | 44 | 35 | 25 | 10 |  |  | Approved
30791 | 2024-Q3 | Randy Brockerville | Shole Point Outfall | Marystown | Newfoundland and Labrador | Municipal or another local authority | Municipal or another local authority | Continuous | Quarterly | Quarterly | 0 | 90.5 | 12755 | 92 | 23 | 25 | -2 | 33 | 25 | 8 |  |  | Approved
30791 | 2024-Q4 | Randy Brockerville | Shole Point Outfall | Marystown | Newfoundland and Labrador | Municipal or another local authority | Municipal or another local authority | Continuous | Quarterly | Quarterly | 0 | 90.5 | 19903 | 92 | 29 | 25 | 4 | 40 | 25 | 15 |  |  | Approved
30868 | 2018-Q2 | Town of Lewisporte | Dildo Street Outfall | Lewisporte | Newfoundland and Labrador | Municipal or another local authority | Municipal or another local authority | Continuous | Quarterly | Quarterly | 0 | 120 | 5527 | 46 | 15 | 25 | -10 | 7 | 25 | -18 |  |  | Approved
30868 | 2018-Q3 | Town of Lewisporte | Dildo Street Outfall | Lewisporte | Newfoundland and Labrador | Municipal or another local authority | Municipal or another local authority | Continuous | Quarterly | Quarterly | 0 | 120 | 9383 | 92 | 53 | 25 | 28 | 59 | 25 | 34 |  |  | Approved
30868 | 2018-Q4 | Town of Lewisporte | Dildo Street Outfall | Lewisporte | Newfoundland and Labrador | Municipal or another local authority | Municipal or another local authority | Continuous | Quarterly | Quarterly | 0 | 120 | 45007.7 | 92 | 46 | 25 | 21 | 81 | 25 | 56 |  |  | Approved
30868 | 2019-Q1 | Town of Lewisporte | Dildo Street Outfall | Lewisporte | Newfoundland and Labrador | Municipal or another local authority | Municipal or another local authority | Continuous | Quarterly | Quarterly | 0 | 120 | 35751 | 90 | 109 | 25 | 84 | 117 | 25 | 92 |  |  | Approved
30868 | 2019-Q2 | Town of Lewisporte | Dildo Street Outfall | Lewisporte | Newfoundland and Labrador | Municipal or another local authority | Municipal or another local authority | Continuous | Quarterly | Quarterly | 0 | 120 | 33630 | 91 | 29 | 25 | 4 | 55 | 25 | 30 |  |  | Approved
30868 | 2019-Q3 | Town of Lewisporte | Dildo Street Outfall | Lewisporte | Newfoundland and Labrador | Municipal or another local authority | Municipal or another local authority | Continuous | Quarterly | Quarterly | 0 | 120 | 17806 | 92 | 116 | 25 | 91 | 126 | 25 | 101 |  |  | Approved
30868 | 2019-Q4 | Town of Lewisporte | Dildo Street Outfall | Lewisporte | Newfoundland and Labrador | Municipal or another local authority | Municipal or another local authority | Continuous | Quarterly | Quarterly | 0 | 120 | 36754 | 92 | 76 | 25 | 51 | 71 | 25 | 46 |  |  | Approved
30868 | 2020-Q1 | Town of Lewisporte | Dildo Street Outfall | Lewisporte | Newfoundland and Labrador | Municipal or another local authority | Municipal or another local authority | Continuous | Quarterly | Quarterly | 0 | 339.6 | 29757 | 91 | 81 | 25 | 56 | 81 | 25 | 56 |  |  | Approved
30868 | 2020-Q2 | Town of Lewisporte | Dildo Street Outfall | Lewisporte | Newfoundland and Labrador | Municipal or another local authority | Municipal or another local authority | Continuous | Quarterly | Quarterly | 0 | 339.6 | 12012 | 91 | 84 | 25 | 59 | 76 | 25 | 51 |  |  | Approved
30868 | 2020-Q3 | Town of Lewisporte | Dildo Street Outfall | Lewisporte | Newfoundland and Labrador | Municipal or another local authority | Municipal or another local authority | Continuous | Quarterly | Quarterly | 0 | 339.6 | 5483 | 92 | 126 | 25 | 101 | 64 | 25 | 39 |  |  | Approved
30868 | 2020-Q4 | Town of Lewisporte | Dildo Street Outfall | Lewisporte | Newfoundland and Labrador | Municipal or another local authority | Municipal or another local authority | Continuous | Quarterly | Quarterly | 0 | 339.6 | 28603 | 92 | 90 | 25 | 65 | 46 | 25 | 21 |  |  | Approved
30868 | 2021-Q1 | Town of Lewisporte | Dildo Street Outfall | Lewisporte | Newfoundland and Labrador | Municipal or another local authority | Municipal or another local authority | Continuous | Quarterly | Quarterly | 0 | 207.3 | 29610 | 90 | 132 | 25 | 107 | 141 | 25 | 116 |  |  | Approved
30868 | 2021-Q2 | Town of Lewisporte | Dildo Street Outfall | Lewisporte | Newfoundland and Labrador | Municipal or another local authority | Municipal or another local authority | Continuous | Quarterly | Quarterly | 0 | 207.3 | 14403 | 91 | 108 | 25 | 83 | 57 | 25 | 32 |  |  | Approved
30868 | 2021-Q3 | Town of Lewisporte | Dildo Street Outfall | Lewisporte | Newfoundland and Labrador | Municipal or another local authority | Municipal or another local authority | Continuous | Quarterly | Quarterly | 0 | 207.3 | 8480 | 92 | 88 | 25 | 63 | 382 | 25 | 357 |  |  | Approved
30868 | 2021-Q4 | Town of Lewisporte | Dildo Street Outfall | Lewisporte | Newfoundland and Labrador | Municipal or another local authority | Municipal or another local authority | Continuous | Quarterly | Quarterly | 0 | 207.3 | 32439 | 92 | 49 | 25 | 24 | 26 | 25 | 1 |  |  | Approved
30868 | 2022-Q1 | Town of Lewisporte | Dildo Street Outfall | Lewisporte | Newfoundland and Labrador | Municipal or another local authority | Municipal or another local authority | Continuous | Quarterly | Quarterly | 0 | 232.7 | 22594 | 90 | 58 | 25 | 33 | 59 | 25 | 34 |  |  | Approved
30868 | 2022-Q2 | Town of Lewisporte | Dildo Street Outfall | Lewisporte | Newfoundland and Labrador | Municipal or another local authority | Municipal or another local authority | Continuous | Quarterly | Quarterly | 0 | 232.7 | 19749 | 91 | 66 | 25 | 41 | 54 | 25 | 29 |  |  | Approved
30868 | 2022-Q3 | Town of Lewisporte | Dildo Street Outfall | Lewisporte | Newfoundland and Labrador | Municipal or another local authority | Municipal or another local authority | Continuous | Quarterly | Quarterly | 0 | 232.7 | 13206 | 92 | 108 | 25 | 83 | 92 | 25 | 67 |  |  | Approved
30868 | 2022-Q4 | Town of Lewisporte | Dildo Street Outfall | Lewisporte | Newfoundland and Labrador | Municipal or another local authority | Municipal or another local authority | Continuous | Quarterly | Quarterly | 0 | 232.7 | 29782 | 92 | 111 | 25 | 86 | 247 | 25 | 222 |  |  | Approved
30868 | 2023-Q1 | Town of Lewisporte | Dildo Street Outfall | Lewisporte | Newfoundland and Labrador | Municipal or another local authority | Municipal or another local authority | Continuous | Quarterly | Quarterly | 0 | 233.8 | 37113 | 90 | 121 | 25 | 96 | 141 | 25 | 116 |  |  | Approved
30868 | 2023-Q2 | Town of Lewisporte | Dildo Street Outfall | Lewisporte | Newfoundland and Labrador | Municipal or another local authority | Municipal or another local authority | Continuous | Quarterly | Quarterly | 0 | 233.8 | 34432 | 91 | 22 | 25 | -3 | 34 | 25 | 9 |  |  | Approved
30868 | 2023-Q3 | Town of Lewisporte | Dildo Street Outfall | Lewisporte | Newfoundland and Labrador | Municipal or another local authority | Municipal or another local authority | Continuous | Quarterly | Quarterly | 0 | 233.8 | 10469 | 92 | 101 | 25 | 76 | 131 | 25 | 106 |  |  | Approved
30868 | 2023-Q4 | Town of Lewisporte | Dildo Street Outfall | Lewisporte | Newfoundland and Labrador | Municipal or another local authority | Municipal or another local authority | Continuous | Quarterly | Quarterly | 0 | 233.8 | 22146 | 92 | 110 | 25 | 85 | 102 | 25 | 77 |  |  | Approved
30868 | 2024-Q1 | Town of Lewisporte | Dildo Street Outfall | Lewisporte | Newfoundland and Labrador | Municipal or another local authority | Municipal or another local authority | Continuous | Quarterly | Quarterly | 0 | 285.4 | 46041 | 91 | 24 | 25 | -1 | 71 | 25 | 46 |  |  | Approved
30868 | 2024-Q2 | Town of Lewisporte | Dildo Street Outfall | Lewisporte | Newfoundland and Labrador | Municipal or another local authority | Municipal or another local authority | Continuous | Quarterly | Quarterly | 0 | 285.4 | 50275 | 91 | 62 | 25 | 37 | 54 | 25 | 29 |  |  | Approved
30868 | 2024-Q3 | Town of Lewisporte | Dildo Street Outfall | Lewisporte | Newfoundland and Labrador | Municipal or another local authority | Municipal or another local authority | Continuous | Quarterly | Quarterly | 0 | 285.4 | 37789 | 92 | 76 | 25 | 51 | 112 | 25 | 87 |  |  | Approved
30868 | 2024-Q4 | Town of Lewisporte | Dildo Street Outfall | Lewisporte | Newfoundland and Labrador | Municipal or another local authority | Municipal or another local authority | Continuous | Quarterly | Quarterly | 0 | 285.4 | 78512 | 92 | 43 | 25 | 18 | 30 | 25 | 5 |  |  | Approved
30891 | 2018-Q2 | Town of Mings Bight | Roxanne Dicks | Mings Bight | Newfoundland and Labrador | Municipal or another local authority | Municipal or another local authority | Continuous | Quarterly | Quarterly | 0 | 100 | 53138 | 91 | 82 | 25 | 57 | 56 | 25 | 31 |  |  | Approved
30891 | 2018-Q3 | Town of Mings Bight | Roxanne Dicks | Mings Bight | Newfoundland and Labrador | Municipal or another local authority | Municipal or another local authority | Continuous | Quarterly | Quarterly | 0 | 100 | 34224 | 92 | 108 | 25 | 83 | 119 | 25 | 94 |  |  | Approved
30891 | 2018-Q4 | Town of Mings Bight | Roxanne Dicks | Mings Bight | Newfoundland and Labrador | Municipal or another local authority | Municipal or another local authority | Continuous | Quarterly | Quarterly | 0 | 100 | 30842.7 | 92 | 79 | 25 | 54 | 75 | 25 | 50 |  |  | Approved
30891 | 2019-Q1 | Town of Mings Bight | Roxanne Dicks | Mings Bight | Newfoundland and Labrador | Municipal or another local authority | Municipal or another local authority | Continuous | Quarterly | Quarterly | 0 | 100 | 22228 | 90 | 66 | 25 | 41 | 119 | 25 | 94 |  |  | Approved
30891 | 2019-Q2 | Town of Mings Bight | Roxanne Dicks | Mings Bight | Newfoundland and Labrador | Municipal or another local authority | Municipal or another local authority | Continuous | Quarterly | Quarterly | 0 | 100 | 19730 | 91 | 68 | 25 | 43 | 97 | 25 | 72 |  |  | Approved
30891 | 2019-Q3 | Town of Mings Bight | Roxanne Dicks | Mings Bight | Newfoundland and Labrador | Municipal or another local authority | Municipal or another local authority | Continuous | Quarterly | Quarterly | 0 | 100 | 20083 | 92 | 82 | 25 | 57 | 110 | 25 | 85 |  |  | Approved
30891 | 2019-Q4 | Town of Mings Bight | Roxanne Dicks | Mings Bight | Newfoundland and Labrador | Municipal or another local authority | Municipal or another local authority | Continuous | Quarterly | Quarterly | 0 | 100 | 18400 | 92 | 87 | 25 | 62 | 100 | 25 | 75 |  |  | Approved
30891 | 2020-Q1 | Town of Mings Bight | Roxanne Dicks | Mings Bight | Newfoundland and Labrador | Municipal or another local authority | Municipal or another local authority | Continuous | Quarterly | Quarterly | 0 | 220.4 | 13741 | 91 | 177 | 25 | 152 | 453 | 25 | 428 |  |  | Approved
30891 | 2020-Q2 | Town of Mings Bight | Roxanne Dicks | Mings Bight | Newfoundland and Labrador | Municipal or another local authority | Municipal or another local authority | Continuous | Quarterly | Quarterly | 0 | 220.4 | 16471 | 91 | 100 | 25 | 75 | 52 | 25 | 27 |  |  | Approved
30891 | 2020-Q3 | Town of Mings Bight | Roxanne Dicks | Mings Bight | Newfoundland and Labrador | Municipal or another local authority | Municipal or another local authority | Continuous | Quarterly | Quarterly | 0 | 220.4 | 17243 | 92 | 158 | 25 | 133 | 229 | 25 | 204 |  |  | Approved
30891 | 2020-Q4 | Town of Mings Bight | Roxanne Dicks | Mings Bight | Newfoundland and Labrador | Municipal or another local authority | Municipal or another local authority | Continuous | Quarterly | Quarterly | 0 | 220.4 | 19593 | 92 | 84 | 25 | 59 | 116 | 25 | 91 |  |  | Approved
30891 | 2021-Q1 | Town of Mings Bight | Roxanne Dicks | Mings Bight | Newfoundland and Labrador | Municipal or another local authority | Municipal or another local authority | Continuous | Quarterly | Quarterly | 0 | 183.2 | 32253 | 90 | 145 | 25 | 120 | 141 | 25 | 116 |  |  | Approved
30891 | 2021-Q2 | Town of Mings Bight | Roxanne Dicks | Mings Bight | Newfoundland and Labrador | Municipal or another local authority | Municipal or another local authority | Continuous | Quarterly | Quarterly | 0 | 183.2 | 41193 | 91 | 72 | 25 | 47 | 48 | 25 | 23 |  |  | Approved
30891 | 2021-Q3 | Town of Mings Bight | Roxanne Dicks | Mings Bight | Newfoundland and Labrador | Municipal or another local authority | Municipal or another local authority | Continuous | Quarterly | Quarterly | 0 | 183.2 | 38703 | 92 | 126 | 25 | 101 | 119 | 25 | 94 |  |  | Approved
30891 | 2021-Q4 | Town of Mings Bight | Roxanne Dicks | Mings Bight | Newfoundland and Labrador | Municipal or another local authority | Municipal or another local authority | Continuous | Quarterly | Quarterly | 0 | 183.2 | 8615 | 92 | 20 | 25 | -5 | 22 | 25 | -3 |  |  | Approved
30891 | 2022-Q1 | Town of Mings Bight | Roxanne Dicks | Mings Bight | Newfoundland and Labrador | Municipal or another local authority | Municipal or another local authority | Continuous | Quarterly | Quarterly | 0 | 330.9 | 5577 | 90 | 42 | 25 | 17 | 30 | 25 | 5 |  |  | Approved
30891 | 2022-Q2 | Town of Mings Bight | Roxanne Dicks | Mings Bight | Newfoundland and Labrador | Municipal or another local authority | Municipal or another local authority | Continuous | Quarterly | Quarterly | 0 | 330.9 | 20162.7 | 91 | 21.5 | 25 | -3.5 | 23.8 | 25 | -1.2 |  |  | Approved
30891 | 2022-Q3 | Town of Mings Bight | Roxanne Dicks | Mings Bight | Newfoundland and Labrador | Municipal or another local authority | Municipal or another local authority | Continuous | Quarterly | Quarterly | 0 | 330.9 | 20667.3 | 92 | 4.1 | 25 | -20.9 | 22.8 | 25 | -2.2 |  |  | Approved
30891 | 2022-Q4 | Town of Mings Bight | Roxanne Dicks | Mings Bight | Newfoundland and Labrador | Municipal or another local authority | Municipal or another local authority | Continuous | Quarterly | Quarterly | 0 | 330.9 | 19873 | 92 | 35.9 | 25 | 10.9 | 22.3 | 25 | -2.7 |  |  | Approved
30891 | 2023-Q1 | Town of Mings Bight | Roxanne Dicks | Mings Bight | Newfoundland and Labrador | Municipal or another local authority | Municipal or another local authority | Continuous | Quarterly | Quarterly | 0 | 181.6 | 19071.3 | 90 | 15.2 | 25 | -9.8 | 21.7 | 25 | -3.3 |  |  | Approved
30891 | 2023-Q2 | Town of Mings Bight | Roxanne Dicks | Mings Bight | Newfoundland and Labrador | Municipal or another local authority | Municipal or another local authority | Continuous | Quarterly | Quarterly | 0 | 181.6 | 21053 | 91 | 77.7 | 25 | 52.7 | 28.7 | 25 | 3.7 |  |  | Approved
30891 | 2023-Q3 | Town of Mings Bight | Roxanne Dicks | Mings Bight | Newfoundland and Labrador | Municipal or another local authority | Municipal or another local authority | Continuous | Quarterly | Quarterly | 0 | 181.6 | 22738 | 92 | 56.5 | 25 | 31.5 | 30 | 25 | 5 |  |  | Approved
30891 | 2023-Q4 | Town of Mings Bight | Roxanne Dicks | Mings Bight | Newfoundland and Labrador | Municipal or another local authority | Municipal or another local authority | Continuous | Quarterly | Quarterly | 0 | 181.6 | 18623 | 92 | 74 | 25 | 49 | 19.3 | 25 | -5.7 |  |  | Approved
30891 | 2024-Q1 | Town of Mings Bight | Roxanne Dicks | Mings Bight | Newfoundland and Labrador | Municipal or another local authority | Municipal or another local authority | Continuous | Quarterly | Quarterly | 0 | 223.2 | 19741.6 | 91 | 70.3 | 25 | 45.3 | 25.6 | 25 | 0.6 |  |  | Approved
30891 | 2024-Q2 | Town of Mings Bight | Roxanne Dicks | Mings Bight | Newfoundland and Labrador | Municipal or another local authority | Municipal or another local authority | Continuous | Quarterly | Quarterly | 0 | 223.2 | 19172 | 91 | 147.3 | 25 | 122.3 | 117.3 | 25 | 92.3 |  |  | Approved
30891 | 2024-Q3 | Town of Mings Bight | Roxanne Dicks | Mings Bight | Newfoundland and Labrador | Municipal or another local authority | Municipal or another local authority | Continuous | Quarterly | Quarterly | 0 | 223.2 | 28785 | 91 | 251 | 25 | 226 | 164 | 25 | 139 |  |  | Approved
30891 | 2024-Q4 | Town of Mings Bight | Roxanne Dicks | Mings Bight | Newfoundland and Labrador | Municipal or another local authority | Municipal or another local authority | Continuous | Quarterly | Quarterly | 0 | 223.2 | 25842 | 92 | 160.6 | 25 | 135.6 | 191.1 | 25 | 166.1 |  |  | Approved
38828 | 2018-Q3 | Town of Musgrave Harbour | Musgrave Harbour Outfall | Musgrave Harbour | Newfoundland and Labrador | Municipal or another local authority | Municipal or another local authority | Continuous | Quarterly | Quarterly | 0 | 235 | 14178 | 54 | 168 | 25 | 143 | 149 | 25 | 124 |  |  | Approved
38828 | 2018-Q4 | Town of Musgrave Harbour | Musgrave Harbour Outfall | Musgrave Harbour | Newfoundland and Labrador | Municipal or another local authority | Municipal or another local authority | Continuous | Quarterly | Quarterly | 0 | 235 | 26957.1 | 92 | 110 | 25 | 85 | 93 | 25 | 68 |  |  | Approved
38828 | 2019-Q1 | Town of Musgrave Harbour | Musgrave Harbour Outfall | Musgrave Harbour | Newfoundland and Labrador | Municipal or another local authority | Municipal or another local authority | Continuous | Quarterly | Quarterly | 0 | 235 | 9340 | 90 | 96 | 25 | 71 | 74 | 25 | 49 |  |  | Approved
38828 | 2019-Q2 | Town of Musgrave Harbour | Musgrave Harbour Outfall | Musgrave Harbour | Newfoundland and Labrador | Municipal or another local authority | Municipal or another local authority | Continuous | Quarterly | Quarterly | 0 | 235 | 26222 | 91 | 43 | 25 | 18 | 37 | 25 | 12 |  |  | Approved
38828 | 2019-Q3 | Town of Musgrave Harbour | Musgrave Harbour Outfall | Musgrave Harbour | Newfoundland and Labrador | Municipal or another local authority | Municipal or another local authority | Continuous | Quarterly | Quarterly | 0 | 235 | 9457 | 92 | 39 | 25 | 14 | 25 | 25 | 0 |  |  | Approved
38828 | 2019-Q4 | Town of Musgrave Harbour | Musgrave Harbour Outfall | Musgrave Harbour | Newfoundland and Labrador | Municipal or another local authority | Municipal or another local authority | Continuous | Quarterly | Quarterly | 0 | 235 | 22396 | 92 | 22 | 25 | -3 | 43 | 25 | 18 |  |  | Approved
38828 | 2020-Q1 | Town of Musgrave Harbour | Musgrave Harbour Outfall | Musgrave Harbour | Newfoundland and Labrador | Municipal or another local authority | Municipal or another local authority | Continuous | Quarterly | Quarterly | 0 | 184.7 | 19747 | 91 | 83 | 25 | 58 | 75 | 25 | 50 |  |  | Approved
38828 | 2020-Q2 | Town of Musgrave Harbour | Musgrave Harbour Outfall | Musgrave Harbour | Newfoundland and Labrador | Municipal or another local authority | Municipal or another local authority | Continuous | Quarterly | Quarterly | 0 | 184.7 | 40768 | 91 | 44 | 25 | 19 | 32 | 25 | 7 |  |  | Approved
38828 | 2020-Q3 | Town of Musgrave Harbour | Musgrave Harbour Outfall | Musgrave Harbour | Newfoundland and Labrador | Municipal or another local authority | Municipal or another local authority | Continuous | Quarterly | Quarterly | 0 | 184.7 | 9655 | 92 | 132 | 25 | 107 | 89 | 25 | 64 |  |  | Approved
38828 | 2020-Q4 | Town of Musgrave Harbour | Musgrave Harbour Outfall | Musgrave Harbour | Newfoundland and Labrador | Municipal or another local authority | Municipal or another local authority | Continuous | Quarterly | Quarterly | 0 | 184.7 | 12592 | 92 | 95 | 25 | 70 | 134 | 25 | 109 |  |  | Approved
38828 | 2021-Q1 | Town of Musgrave Harbour | Musgrave Harbour Outfall | Musgrave Harbour | Newfoundland and Labrador | Municipal or another local authority | Municipal or another local authority | Continuous | Quarterly | Quarterly | 0 | 226.1 | 20101 | 90 | 103 | 25 | 78 | 72 | 25 | 47 |  |  | Approved
38828 | 2021-Q2 | Town of Musgrave Harbour | Musgrave Harbour Outfall | Musgrave Harbour | Newfoundland and Labrador | Municipal or another local authority | Municipal or another local authority | Continuous | Quarterly | Quarterly | 0 | 226.1 | 23853 | 91 | 101 | 25 | 76 | 44 | 25 | 19 |  |  | Approved
38828 | 2021-Q3 | Town of Musgrave Harbour | Musgrave Harbour Outfall | Musgrave Harbour | Newfoundland and Labrador | Municipal or another local authority | Municipal or another local authority | Continuous | Quarterly | Quarterly | 0 | 226.1 | 9114 | 92 | 102 | 25 | 77 | 165 | 25 | 140 |  |  | Approved
38828 | 2021-Q4 | Town of Musgrave Harbour | Musgrave Harbour Outfall | Musgrave Harbour | Newfoundland and Labrador | Municipal or another local authority | Municipal or another local authority | Continuous | Quarterly | Quarterly | 0 | 226.1 | 12240 | 92 | 72 | 25 | 47 | 120 | 25 | 95 |  |  | Approved
38828 | 2022-Q1 | Town of Musgrave Harbour | Musgrave Harbour Outfall | Musgrave Harbour | Newfoundland and Labrador | Municipal or another local authority | Municipal or another local authority | Continuous | Quarterly | Quarterly | 0 | 178.9 | 18812 | 90 | 53 | 25 | 28 | 101 | 25 | 76 |  |  | Approved
38828 | 2022-Q2 | Town of Musgrave Harbour | Musgrave Harbour Outfall | Musgrave Harbour | Newfoundland and Labrador | Municipal or another local authority | Municipal or another local authority | Continuous | Quarterly | Quarterly | 0 | 178.9 | 15376 | 91 | 123 | 25 | 98 | 133 | 25 | 108 |  |  | Approved
38828 | 2022-Q3 | Town of Musgrave Harbour | Musgrave Harbour Outfall | Musgrave Harbour | Newfoundland and Labrador | Municipal or another local authority | Municipal or another local authority | Continuous | Quarterly | Quarterly | 0 | 178.9 | 4659 | 92 | 139 | 25 | 114 | 76 | 25 | 51 |  |  | Approved
38828 | 2022-Q4 | Town of Musgrave Harbour | Musgrave Harbour Outfall | Musgrave Harbour | Newfoundland and Labrador | Municipal or another local authority | Municipal or another local authority | Continuous | Quarterly | Quarterly | 0 | 178.9 | 13130 | 92 | 106 | 25 | 81 | 87 | 25 | 62 |  |  | Approved
38828 | 2023-Q1 | Town of Musgrave Harbour | Musgrave Harbour Outfall | Musgrave Harbour | Newfoundland and Labrador | Municipal or another local authority | Municipal or another local authority | Continuous | Quarterly | Quarterly | 0 | 142.4 | 23231 | 90 | 73 | 25 | 48 | 110 | 25 | 85 |  |  | Approved
38828 | 2023-Q2 | Town of Musgrave Harbour | Musgrave Harbour Outfall | Musgrave Harbour | Newfoundland and Labrador | Municipal or another local authority | Municipal or another local authority | Continuous | Quarterly | Quarterly | 0 | 142.4 | 20795 | 91 | 23 | 25 | -2 | 53 | 25 | 28 |  |  | Approved
38828 | 2023-Q3 | Town of Musgrave Harbour | Musgrave Harbour Outfall | Musgrave Harbour | Newfoundland and Labrador | Municipal or another local authority | Municipal or another local authority | Continuous | Quarterly | Quarterly | 0 | 142.4 | 10016 | 92 | 111 | 25 | 86 | 107 | 25 | 82 |  |  | Approved
38828 | 2023-Q4 | Town of Musgrave Harbour | Musgrave Harbour Outfall | Musgrave Harbour | Newfoundland and Labrador | Municipal or another local authority | Municipal or another local authority | Continuous | Quarterly | Quarterly | 0 | 142.4 | 22319 | 92 | 56 | 25 | 31 | 66 | 25 | 41 |  |  | Approved
38828 | 2024-Q1 | Town of Musgrave Harbour | Musgrave Harbour Outfall | Musgrave Harbour | Newfoundland and Labrador | Municipal or another local authority | Municipal or another local authority | Continuous | Quarterly | Quarterly | 0 | 209.2 | 32571 | 91 | 130 | 25 | 105 | 53 | 25 | 28 |  |  | Approved
38828 | 2024-Q2 | Town of Musgrave Harbour | Musgrave Harbour Outfall | Musgrave Harbour | Newfoundland and Labrador | Municipal or another local authority | Municipal or another local authority | Continuous | Quarterly | Quarterly | 0 | 209.2 | 21833 | 91 | 46 | 25 | 21 | 32 | 25 | 7 |  |  | Approved
38828 | 2024-Q3 | Town of Musgrave Harbour | Musgrave Harbour Outfall | Musgrave Harbour | Newfoundland and Labrador | Municipal or another local authority | Municipal or another local authority | Continuous | Quarterly | Quarterly | 0 | 209.2 | 8054 | 92 | 123 | 25 | 98 | 127 | 25 | 102 |  |  | Approved
38828 | 2024-Q4 | Town of Musgrave Harbour | Musgrave Harbour Outfall | Musgrave Harbour | Newfoundland and Labrador | Municipal or another local authority | Municipal or another local authority | Continuous | Quarterly | Quarterly | 0 | 209.2 | 36855 | 92 | 148 | 25 | 123 | 150 | 25 | 125 |  |  | Approved
43875 | 2016-Q3 | Miawpukek First Nation | Conne River Outfall | Conne River | Newfoundland and Labrador | Federal | Federal | Continuous | Quarterly | Quarterly | 0 | 808 | 23644 | 92 | 36 | 25 | 11 | 56 | 25 | 31 |  |  | Approved
43875 | 2016-Q4 | Miawpukek First Nation | Conne River Outfall | Conne River | Newfoundland and Labrador | Federal | Federal | Continuous | Quarterly | Quarterly | 0 | 808 | 22632 | 92 | 33 | 25 | 8 | 27 | 25 | 2 |  |  | Approved
43875 | 2017-Q1 | Miawpukek First Nation | Conne River Outfall | Conne River | Newfoundland and Labrador | Federal | Federal | Continuous | Quarterly | Quarterly | 0 | 808 | 23579 | 90 | 14 | 25 | -11 | 812 | 25 | 787 |  |  | Approved
43875 | 2017-Q2 | Miawpukek First Nation | Conne River Outfall | Conne River | Newfoundland and Labrador | Federal | Federal | Continuous | Quarterly | Quarterly | 0 | 808 | 32319 | 91 | 18 | 25 | -7 | 97 | 25 | 72 |  |  | Approved
43875 | 2017-Q3 | Miawpukek First Nation | Conne River Outfall | Conne River | Newfoundland and Labrador | Federal | Federal | Continuous | Quarterly | Quarterly | 0 | 808 | 26312 | 92 | 28 | 25 | 3 | 31 | 25 | 6 |  |  | Approved
43875 | 2017-Q4 | Miawpukek First Nation | Conne River Outfall | Conne River | Newfoundland and Labrador | Federal | Federal | Continuous | Quarterly | Quarterly | 0 | 808 | 52072 | 92 | 33 | 25 | 8 | 44 | 25 | 19 |  |  | Approved
43875 | 2018-Q1 | Miawpukek First Nation | Conne River Outfall | Conne River | Newfoundland and Labrador | Federal | Federal | Continuous | Quarterly | Quarterly | 0 | 367.9 | 134550 | 90 | 31 | 25 | 6 | 31 | 25 | 6 |  |  | Approved
43875 | 2018-Q2 | Miawpukek First Nation | Conne River Outfall | Conne River | Newfoundland and Labrador | Federal | Federal | Continuous | Quarterly | Quarterly | 0 | 367.9 | 175050 | 91 | 146 | 25 | 121 | 199 | 25 | 174 |  |  | Approved
43875 | 2018-Q3 | Miawpukek First Nation | Conne River Outfall | Conne River | Newfoundland and Labrador | Federal | Federal | Continuous | Quarterly | Quarterly | 0 | 367.9 | 39315 | 92 | 86 | 25 | 61 | 85 | 25 | 60 |  |  | Approved
43875 | 2018-Q4 | Miawpukek First Nation | Conne River Outfall | Conne River | Newfoundland and Labrador | Federal | Federal | Continuous | Quarterly | Quarterly | 0 | 367.9 | 101652.2 | 92 | 120 | 25 | 95 | 133 | 25 | 108 |  |  | Approved
43875 | 2019-Q1 | Miawpukek First Nation | Conne River Outfall | Conne River | Newfoundland and Labrador | Federal | Federal | Continuous | Quarterly | Quarterly | 0 | 1234.4 | 40301 | 90 | 155 | 25 | 130 | 423 | 25 | 398 |  |  | Approved
43875 | 2019-Q2 | Miawpukek First Nation | Conne River Outfall | Conne River | Newfoundland and Labrador | Federal | Federal | Continuous | Quarterly | Quarterly | 0 | 1234.4 | 52574 | 91 | 138 | 25 | 113 | 193 | 25 | 168 |  |  | Approved
43875 | 2019-Q3 | Miawpukek First Nation | Conne River Outfall | Conne River | Newfoundland and Labrador | Federal | Federal | Continuous | Quarterly | Quarterly | 0 | 1234.4 | 38829 | 92 | 97 | 25 | 72 | 138 | 25 | 113 |  |  | Approved
43875 | 2019-Q4 | Miawpukek First Nation | Conne River Outfall | Conne River | Newfoundland and Labrador | Federal | Federal | Continuous | Quarterly | Quarterly | 0 | 1234.4 | 65688 | 92 | 138 | 25 | 113 | 185 | 25 | 160 |  |  | Approved
43875 | 2020-Q1 | Miawpukek First Nation | Conne River Outfall | Conne River | Newfoundland and Labrador | Federal | Federal | Continuous | Quarterly | Quarterly | 0 | 540.8 | 58240 | 91 | 195 | 25 | 170 | 271 | 25 | 246 |  |  | Approved
43875 | 2020-Q2 | Miawpukek First Nation | Conne River Outfall | Conne River | Newfoundland and Labrador | Federal | Federal | Continuous | Quarterly | Quarterly | 0 | 540.8 | 67977 | 91 | 81 | 25 | 56 | 105 | 25 | 80 |  |  | Approved
43875 | 2020-Q3 | Miawpukek First Nation | Conne River Outfall | Conne River | Newfoundland and Labrador | Federal | Federal | Continuous | Quarterly | Quarterly | 0 | 540.8 | 54501 | 92 | 131 | 25 | 106 | 144 | 25 | 119 |  |  | Approved
43875 | 2020-Q4 | Miawpukek First Nation | Conne River Outfall | Conne River | Newfoundland and Labrador | Federal | Federal | Continuous | Quarterly | Quarterly | 0 | 540.8 | 63606 | 92 | 106 | 25 | 81 | 88 | 25 | 63 |  |  | Approved
43875 | 2021-Q1 | Miawpukek First Nation | Conne River Outfall | Conne River | Newfoundland and Labrador | Federal | Federal | Continuous | Quarterly | Quarterly | 0 | 667.6 | 76603 | 90 | 195 | 25 | 170 | 334 | 25 | 309 |  |  | Approved
43875 | 2021-Q2 | Miawpukek First Nation | Conne River Outfall | Conne River | Newfoundland and Labrador | Federal | Federal | Continuous | Quarterly | Quarterly | 0 | 667.6 | 61051 | 91 | 145 | 25 | 120 | 142 | 25 | 117 |  |  | Approved
43875 | 2021-Q3 | Miawpukek First Nation | Conne River Outfall | Conne River | Newfoundland and Labrador | Federal | Federal | Continuous | Quarterly | Quarterly | 0 | 667.6 | 44590 | 92 | 162 | 25 | 137 | 152 | 25 | 127 |  |  | Approved
43875 | 2021-Q4 | Miawpukek First Nation | Conne River Outfall | Conne River | Newfoundland and Labrador | Federal | Federal | Continuous | Quarterly | Quarterly | 0 | 667.6 | 56471 | 92 | 187 | 25 | 162 | 165 | 25 | 140 |  |  | Approved
43875 | 2022-Q1 | Miawpukek First Nation | Conne River Outfall | Conne River | Newfoundland and Labrador | Federal | Federal | Continuous | Quarterly | Quarterly | 0 | 654 | 101722 | 90 | 129 | 25 | 104 | 128 | 25 | 103 |  |  | Approved
43875 | 2022-Q2 | Miawpukek First Nation | Conne River Outfall | Conne River | Newfoundland and Labrador | Federal | Federal | Continuous | Quarterly | Quarterly | 0 | 654 | 106554 | 91 | 164 | 25 | 139 | 160 | 25 | 135 |  |  | Approved
43875 | 2022-Q3 | Miawpukek First Nation | Conne River Outfall | Conne River | Newfoundland and Labrador | Federal | Federal | Continuous | Quarterly | Quarterly | 0 | 654 | 62067 | 92 | 126 | 25 | 101 | 106 | 25 | 81 |  |  | Approved
43875 | 2022-Q4 | Miawpukek First Nation | Conne River Outfall | Conne River | Newfoundland and Labrador | Federal | Federal | Continuous | Quarterly | Quarterly | 0 | 654 | 92096 | 92 | 111 | 25 | 86 | 125 | 25 | 100 |  |  | Approved
43875 | 2023-Q1 | Miawpukek First Nation | Conne River Outfall | Conne River | Newfoundland and Labrador | Federal | Federal | Continuous | Quarterly | Quarterly | 0 | 993 | 91129 | 90 | 110 | 25 | 85 | 116 | 25 | 91 |  |  | Approved
43875 | 2023-Q2 | Miawpukek First Nation | Conne River Outfall | Conne River | Newfoundland and Labrador | Federal | Federal | Continuous | Quarterly | Quarterly | 0 | 993 | 43887 | 91 | 57 | 25 | 32 | 74 | 25 | 49 |  |  | Approved
43875 | 2023-Q3 | Miawpukek First Nation | Conne River Outfall | Conne River | Newfoundland and Labrador | Federal | Federal | Continuous | Quarterly | Quarterly | 0 | 993 | 60743 | 92 | 95 | 25 | 70 | 97 | 25 | 72 |  |  | Approved
43875 | 2023-Q4 | Miawpukek First Nation | Conne River Outfall | Conne River | Newfoundland and Labrador | Federal | Federal | Continuous | Quarterly | Quarterly | 0 | 993 | 70002 | 92 | 99 | 25 | 74 | 91 | 25 | 66 |  |  | Approved
43875 | 2024-Q1 | Miawpukek First Nation | Miawpukek Lagoon | Conne River | Newfoundland and Labrador |  |  | Continuous | Quarterly | Quarterly | 0 | 728.1 | 82748 | 91 | 120 | 25 | 95 | 168 | 25 | 143 |  |  | Approved
43875 | 2024-Q2 | Miawpukek First Nation | Miawpukek Lagoon | Conne River | Newfoundland and Labrador |  |  | Continuous | Quarterly | Quarterly | 0 | 728.1 | 88122 | 91 | 162 | 25 | 137 | 212 | 25 | 187 |  |  | Approved
43875 | 2024-Q3 | Miawpukek First Nation | Miawpukek Lagoon | Conne River | Newfoundland and Labrador |  |  | Continuous | Quarterly | Quarterly | 0 | 728.1 | 61481 | 92 | 105 | 25 | 80 | 119 | 25 | 94 |  |  | Approved
43875 | 2024-Q4 | Miawpukek First Nation | Miawpukek Lagoon | Conne River | Newfoundland and Labrador |  |  | Continuous | Quarterly | Quarterly | 0 | 728.1 | 79182 | 92 | 148 | 25 | 123 | 210 | 25 | 185 |  |  | Approved
54058 | 2018-Q1 | Town of Holyrood | Healeys Outfall | Holyrood | Newfoundland and Labrador | Municipal or another local authority | Municipal or another local authority | Continuous | Quarterly | Quarterly | 0 | 333 | 28876 | 90 | 81 | 25 | 56 | 55 | 25 | 30 |  |  | Approved
54058 | 2018-Q2 | Town of Holyrood | Healeys Outfall | Holyrood | Newfoundland and Labrador | Municipal or another local authority | Municipal or another local authority | Continuous | Quarterly | Quarterly | 0 | 333 | 26535.9 | 90 | 79 | 25 | 54 | 37 | 25 | 12 |  |  | Approved
54058 | 2018-Q3 | Town of Holyrood | Healeys Outfall | Holyrood | Newfoundland and Labrador | Municipal or another local authority | Municipal or another local authority | Continuous | Quarterly | Quarterly | 0 | 333 | 13839.4 | 92 | 145 | 25 | 120 | 42 | 25 | 17 |  |  | Approved
54058 | 2018-Q4 | Town of Holyrood | Healeys Outfall | Holyrood | Newfoundland and Labrador | Municipal or another local authority | Municipal or another local authority | Continuous | Quarterly | Quarterly | 0 | 333 | 30660.2 | 92 | 90 | 25 | 65 | 40 | 25 | 15 |  |  | Approved
54058 | 2019-Q1 | Town of Holyrood | Healeys Outfall | Holyrood | Newfoundland and Labrador | Municipal or another local authority | Municipal or another local authority | Continuous | Quarterly | Quarterly | 0 | 273.7 | 28876 | 90 | 82 | 25 | 57 | 55 | 25 | 30 |  |  | Approved
54058 | 2019-Q2 | Town of Holyrood | Healeys Outfall | Holyrood | Newfoundland and Labrador | Municipal or another local authority | Municipal or another local authority | Continuous | Quarterly | Quarterly | 0 | 273.7 | 12293 | 91 | 109 | 25 | 84 | 50 | 25 | 25 |  |  | Approved
54058 | 2019-Q3 | Town of Holyrood | Healeys Outfall | Holyrood | Newfoundland and Labrador | Municipal or another local authority | Municipal or another local authority | Continuous | Quarterly | Quarterly | 0 | 273.7 | 11059 | 92 | 206 | 25 | 181 | 115 | 25 | 90 |  |  | Approved
54058 | 2019-Q4 | Town of Holyrood | Healeys Outfall | Holyrood | Newfoundland and Labrador | Municipal or another local authority | Municipal or another local authority | Continuous | Quarterly | Quarterly | 0 | 273.7 | 20166 | 92 | 127 | 25 | 102 | 39 | 25 | 14 |  |  | Approved
54058 | 2020-Q1 | Town of Holyrood | Healeys Outfall | Holyrood | Newfoundland and Labrador | Municipal or another local authority | Municipal or another local authority | Continuous | Quarterly | Quarterly | 0 | 198.3 | 31031 | 91 | 87 | 25 | 62 | 68 | 25 | 43 |  |  | Approved
54058 | 2020-Q2 | Town of Holyrood | Healeys Outfall | Holyrood | Newfoundland and Labrador | Municipal or another local authority | Municipal or another local authority | Continuous | Quarterly | Quarterly | 0 | 198.3 | 39403 | 91 | 96 | 25 | 71 | 52 | 25 | 27 |  |  | Approved
54058 | 2020-Q3 | Town of Holyrood | Healeys Outfall | Holyrood | Newfoundland and Labrador | Municipal or another local authority | Municipal or another local authority | Continuous | Quarterly | Quarterly | 0 | 198.3 | 9471 | 92 | 145 | 25 | 120 | 43 | 25 | 18 |  |  | Approved
54058 | 2020-Q4 | Town of Holyrood | Healeys Outfall | Holyrood | Newfoundland and Labrador | Municipal or another local authority | Municipal or another local authority | Continuous | Quarterly | Quarterly | 0 | 198.3 | 15842 | 92 | 144 | 25 | 119 | 99 | 25 | 74 |  |  | Approved
54058 | 2021-Q1 | Town of Holyrood | Healeys Outfall | Holyrood | Newfoundland and Labrador | Municipal or another local authority | Municipal or another local authority | Continuous | Quarterly | Quarterly | 0 | 261.6 | 19602 | 90 | 168 | 25 | 143 | 76 | 25 | 51 |  |  | Approved
54058 | 2021-Q2 | Town of Holyrood | Healeys Outfall | Holyrood | Newfoundland and Labrador | Municipal or another local authority | Municipal or another local authority | Continuous | Quarterly | Quarterly | 0 | 261.6 | 18511 | 91 | 150 | 25 | 125 | 35 | 25 | 10 |  |  | Approved
54058 | 2021-Q3 | Town of Holyrood | Healeys Outfall | Holyrood | Newfoundland and Labrador | Municipal or another local authority | Municipal or another local authority | Continuous | Quarterly | Quarterly | 0 | 261.6 | 11049 | 92 | 141 | 25 | 116 | 70 | 25 | 45 |  |  | Approved
54058 | 2021-Q4 | Town of Holyrood | Healeys Outfall | Holyrood | Newfoundland and Labrador | Municipal or another local authority | Municipal or another local authority | Continuous | Quarterly | Quarterly | 0 | 261.6 | 19600 | 92 | 176 | 25 | 151 | 81 | 25 | 56 |  |  | Approved
54058 | 2022-Q1 | Town of Holyrood | Healeys Outfall | Holyrood | Newfoundland and Labrador | Municipal or another local authority | Municipal or another local authority | Continuous | Quarterly | Quarterly | 0 | 188.4 | 31839 | 90 | 157 | 25 | 132 | 120 | 25 | 95 |  |  | Approved
54058 | 2022-Q2 | Town of Holyrood | Healeys Outfall | Holyrood | Newfoundland and Labrador | Municipal or another local authority | Municipal or another local authority | Continuous | Quarterly | Quarterly | 0 | 188.4 | 27220 | 91 | 185 | 25 | 160 | 123 | 25 | 98 |  |  | Approved
54058 | 2022-Q3 | Town of Holyrood | Healeys Outfall | Holyrood | Newfoundland and Labrador | Municipal or another local authority | Municipal or another local authority | Continuous | Quarterly | Quarterly | 0 | 188.4 | 16114 | 92 | 169 | 25 | 144 | 65 | 25 | 40 |  |  | Approved
54058 | 2022-Q4 | Town of Holyrood | Healeys Outfall | Holyrood | Newfoundland and Labrador | Municipal or another local authority | Municipal or another local authority | Continuous | Quarterly | Quarterly | 0 | 188.4 | 12144 | 92 | 127 | 25 | 102 | 36 | 25 | 11 |  |  | Approved
54058 | 2023-Q1 | Town of Holyrood | Healeys Outfall | Holyrood | Newfoundland and Labrador | Municipal or another local authority | Municipal or another local authority | Continuous | Quarterly | Quarterly | 0 | 239.2 | 20261 | 90 | 98 | 25 | 73 | 40 | 25 | 15 |  |  | Approved
54058 | 2023-Q2 | Town of Holyrood | Healeys Outfall | Holyrood | Newfoundland and Labrador | Municipal or another local authority | Municipal or another local authority | Continuous | Quarterly | Quarterly | 0 | 239.2 | 14202 | 91 | 115 | 25 | 90 | 51 | 25 | 26 |  |  | Approved
54058 | 2023-Q3 | Town of Holyrood | Healeys Outfall | Holyrood | Newfoundland and Labrador | Municipal or another local authority | Municipal or another local authority | Continuous | Quarterly | Quarterly | 0 | 239.2 | 11817 | 92 | 231 | 25 | 206 | 59 | 25 | 34 |  |  | Approved
54058 | 2023-Q4 | Town of Holyrood | Healeys Outfall | Holyrood | Newfoundland and Labrador | Municipal or another local authority | Municipal or another local authority | Continuous | Quarterly | Quarterly | 0 | 239.2 | 3525 | 92 | 162 | 25 | 137 | 41 | 25 | 16 |  |  | Approved
54058 | 2024-Q1 | Town of Holyrood | Healeys Outfall | Holyrood | Newfoundland and Labrador | Municipal or another local authority | Municipal or another local authority | Continuous | Quarterly | Quarterly | 0 | 136.5 | 18200 | 91 | 119 | 25 | 94 | 39 | 25 | 14 |  |  | Approved
54058 | 2024-Q2 | Town of Holyrood | Healeys Outfall | Holyrood | Newfoundland and Labrador | Municipal or another local authority | Municipal or another local authority | Continuous | Quarterly | Quarterly | 0 | 136.5 | 14651 | 91 | 114 | 25 | 89 | 75 | 25 | 50 |  |  | Approved
54058 | 2024-Q3 | Town of Holyrood | Healeys Outfall | Holyrood | Newfoundland and Labrador | Municipal or another local authority | Municipal or another local authority | Continuous | Quarterly | Quarterly | 0 | 136.5 | 9508 | 92 | 112 | 25 | 87 | 47 | 25 | 22 |  |  | Approved
54058 | 2024-Q4 | Town of Holyrood | Healeys Outfall | Holyrood | Newfoundland and Labrador | Municipal or another local authority | Municipal or another local authority | Continuous | Quarterly | Quarterly | 0 | 136.5 | 17049 | 92 | 158 | 25 | 133 | 57 | 25 | 32 |  |  | Approved
54059 | 2018-Q4 | Town of Baie Verte | Budgells Outfall | Baie Verte | Newfoundland and Labrador | Municipal or another local authority | Municipal or another local authority | Continuous | Quarterly | Quarterly | 0 | 153 | 4036.3 | 26 | 70 | 25 | 45 | 26 | 25 | 1 |  |  | Approved
54059 | 2019-Q1 | Town of Baie Verte | Budgells Outfall | Baie Verte | Newfoundland and Labrador | Municipal or another local authority | Municipal or another local authority | Continuous | Quarterly | Quarterly | 0 | 153 | 10590 | 90 | 36 | 25 | 11 | 77 | 25 | 52 |  |  | Approved
54059 | 2019-Q2 | Town of Baie Verte | Budgells Outfall | Baie Verte | Newfoundland and Labrador | Municipal or another local authority | Municipal or another local authority | Continuous | Quarterly | Quarterly | 0 | 153 | 20511 | 91 | 24 | 25 | -1 | 28 | 25 | 3 |  |  | Approved
54059 | 2019-Q3 | Town of Baie Verte | Budgells Outfall | Baie Verte | Newfoundland and Labrador | Municipal or another local authority | Municipal or another local authority | Continuous | Quarterly | Quarterly | 0 | 153 | 24818 | 92 | 58 | 25 | 33 | 74 | 25 | 49 |  |  | Approved
54059 | 2019-Q4 | Town of Baie Verte | Budgells Outfall | Baie Verte | Newfoundland and Labrador | Municipal or another local authority | Municipal or another local authority | Continuous | Quarterly | Quarterly | 0 | 153 | 30146 | 92 | 37 | 25 | 12 | 120 | 25 | 95 |  |  | Approved
54059 | 2020-Q1 | Town of Baie Verte | Budgells Outfall | Baie Verte | Newfoundland and Labrador | Municipal or another local authority | Municipal or another local authority | Continuous | Quarterly | Quarterly | 0 | 235.8 | 26936 | 91 | 58 | 25 | 33 | 57 | 25 | 32 |  |  | Approved
54059 | 2020-Q2 | Town of Baie Verte | Budgells Outfall | Baie Verte | Newfoundland and Labrador | Municipal or another local authority | Municipal or another local authority | Continuous | Quarterly | Quarterly | 0 | 235.8 | 28119 | 91 | 88 | 25 | 63 | 61 | 25 | 36 |  |  | Approved
54059 | 2020-Q3 | Town of Baie Verte | Budgells Outfall | Baie Verte | Newfoundland and Labrador | Municipal or another local authority | Municipal or another local authority | Continuous | Quarterly | Quarterly | 0 | 235.8 | 4815 | 92 | 72 | 25 | 47 | 49 | 25 | 24 |  |  | Approved
54059 | 2020-Q4 | Town of Baie Verte | Budgells Outfall | Baie Verte | Newfoundland and Labrador | Municipal or another local authority | Municipal or another local authority | Continuous | Quarterly | Quarterly | 0 | 235.8 | 22090 | 92 | 54 | 25 | 29 | 80 | 25 | 55 |  |  | Approved
54059 | 2021-Q1 | Town of Baie Verte | Budgells Outfall | Baie Verte | Newfoundland and Labrador | Municipal or another local authority | Municipal or another local authority | Continuous | Quarterly | Quarterly | 0 | 223.9 | 21876 | 90 | 41 | 25 | 16 | 26 | 25 | 1 |  |  | Approved
54059 | 2021-Q2 | Town of Baie Verte | Budgells Outfall | Baie Verte | Newfoundland and Labrador | Municipal or another local authority | Municipal or another local authority | Continuous | Quarterly | Quarterly | 0 | 223.9 | 11629 | 91 | 20 | 25 | -5 | 35 | 25 | 10 |  |  | Approved
54059 | 2021-Q3 | Town of Baie Verte | Budgells Outfall | Baie Verte | Newfoundland and Labrador | Municipal or another local authority | Municipal or another local authority | Continuous | Quarterly | Quarterly | 0 | 223.9 | 14517 | 92 | 50 | 25 | 25 | 219 | 25 | 194 |  |  | Approved
54059 | 2021-Q4 | Town of Baie Verte | Budgells Outfall | Baie Verte | Newfoundland and Labrador | Municipal or another local authority | Municipal or another local authority | Continuous | Quarterly | Quarterly | 0 | 223.9 | 14669 | 92 | 79 | 25 | 54 | 91 | 25 | 66 |  |  | Approved
54059 | 2022-Q1 | Town of Baie Verte | Budgells Outfall | Baie Verte | Newfoundland and Labrador | Municipal or another local authority | Municipal or another local authority | Continuous | Quarterly | Quarterly | 0 | 171.8 | 12586 | 90 | 120 | 25 | 95 | 102 | 25 | 77 |  |  | Approved
54059 | 2022-Q2 | Town of Baie Verte | Budgells Outfall | Baie Verte | Newfoundland and Labrador | Municipal or another local authority | Municipal or another local authority | Continuous | Quarterly | Quarterly | 0 | 171.8 | 22222 | 91 | 68 | 25 | 43 | 59 | 25 | 34 |  |  | Approved
54059 | 2022-Q3 | Town of Baie Verte | Budgells Outfall | Baie Verte | Newfoundland and Labrador | Municipal or another local authority | Municipal or another local authority | Continuous | Quarterly | Quarterly | 0 | 171.8 | 7723 | 92 | 40 | 25 | 15 | 102 | 25 | 77 |  |  | Approved
54059 | 2022-Q4 | Town of Baie Verte | Budgells Outfall | Baie Verte | Newfoundland and Labrador | Municipal or another local authority | Municipal or another local authority | Continuous | Quarterly | Quarterly | 0 | 171.8 | 14340 | 92 | 34 | 25 | 9 | 52 | 25 | 27 |  |  | Approved
54059 | 2023-Q1 | Town of Baie Verte | Budgells Outfall | Baie Verte | Newfoundland and Labrador | Municipal or another local authority | Municipal or another local authority | Continuous | Quarterly | Quarterly | 0 | 155.8 | 7377 | 90 | 107 | 25 | 82 | 389 | 25 | 364 |  |  | Approved
54059 | 2023-Q2 | Town of Baie Verte | Budgells Outfall | Baie Verte | Newfoundland and Labrador | Municipal or another local authority | Municipal or another local authority | Continuous | Quarterly | Quarterly | 0 | 155.8 | 4317 | 91 | 29 | 25 | 4 | 34 | 25 | 9 |  |  | Approved
54059 | 2023-Q3 | Town of Baie Verte | Budgells Outfall | Baie Verte | Newfoundland and Labrador | Municipal or another local authority | Municipal or another local authority | Continuous | Quarterly | Quarterly | 0 | 155.8 | 2950 | 92 | 27 | 25 | 2 | 39 | 25 | 14 |  |  | Approved
54059 | 2023-Q4 | Town of Baie Verte | Budgells Outfall | Baie Verte | Newfoundland and Labrador | Municipal or another local authority | Municipal or another local authority | Continuous | Quarterly | Quarterly | 0 | 155.8 | 4013 | 92 | 44 | 25 | 19 | 25 | 25 | 0 |  |  | Approved
54064 | 2019-Q1 | Town of Come by Chance | Town of Come by Chance Outfall | Come by Chance | Newfoundland and Labrador | Municipal or another local authority | Municipal or another local authority | Continuous | Quarterly | Quarterly | 0 | 204 | 13996 | 90 | 77.3 | 25 | 52.3 | 88.5 | 25 | 63.5 |  |  | Approved
54064 | 2019-Q2 | Town of Come by Chance | Town of Come by Chance Outfall | Come by Chance | Newfoundland and Labrador | Municipal or another local authority | Municipal or another local authority | Continuous | Quarterly | Quarterly | 0 | 204 | 19267.6 | 91 | 68 | 25 | 43 | 77 | 25 | 52 |  |  | Approved
54064 | 2019-Q3 | Town of Come by Chance | Town of Come by Chance Outfall | Come by Chance | Newfoundland and Labrador | Municipal or another local authority | Municipal or another local authority | Continuous | Quarterly | Quarterly | 0 | 204 | 12426.6 | 92 | 108 | 25 | 83 | 97.3 | 25 | 72.3 |  |  | Approved
54064 | 2019-Q4 | Town of Come by Chance | Town of Come by Chance Outfall | Come by Chance | Newfoundland and Labrador | Municipal or another local authority | Municipal or another local authority | Continuous | Quarterly | Quarterly | 0 | 204 | 21774.9 | 92 | 102.7 | 25 | 77.7 | 68.3 | 25 | 43.3 |  |  | Approved
54064 | 2020-Q2 | Town of Come by Chance | Town of Come by Chance Outfall | Come by Chance | Newfoundland and Labrador | Municipal or another local authority | Municipal or another local authority | Continuous | Quarterly | Quarterly | 0 | 184.8 | 68887 | 77 | 87 | 25 | 62 | 53 | 25 | 28 |  |  | Approved
54064 | 2020-Q3 | Town of Come by Chance | Town of Come by Chance Outfall | Come by Chance | Newfoundland and Labrador | Municipal or another local authority | Municipal or another local authority | Continuous | Quarterly | Quarterly | 0 | 184.8 | 26641 | 92 | 110 | 25 | 85 | 269 | 25 | 244 |  |  | Approved
54064 | 2020-Q4 | Town of Come by Chance | Town of Come by Chance Outfall | Come by Chance | Newfoundland and Labrador | Municipal or another local authority | Municipal or another local authority | Continuous | Quarterly | Quarterly | 0 | 184.8 | 48376 | 92 | 120 | 25 | 95 | 74 | 25 | 49 |  |  | Approved
54064 | 2021-Q1 | Town of Come by Chance | Town of Come by Chance Outfall | Come by Chance | Newfoundland and Labrador | Municipal or another local authority | Municipal or another local authority | Continuous | Quarterly | Quarterly | 0 | 184.8 | 47818 | 90 | 116 | 25 | 91 | 420 | 25 | 395 |  |  | Approved
54064 | 2021-Q2 | Town of Come by Chance | Town of Come by Chance Outfall | Come by Chance | Newfoundland and Labrador | Municipal or another local authority | Municipal or another local authority | Continuous | Quarterly | Quarterly | 0 | 184.8 | 35935 | 91 | 145 | 25 | 120 | 63 | 25 | 38 |  |  | Approved
54064 | 2021-Q3 | Town of Come by Chance | Town of Come by Chance Outfall | Come by Chance | Newfoundland and Labrador | Municipal or another local authority | Municipal or another local authority | Continuous | Quarterly | Quarterly | 0 | 184.8 | 27882 | 92 | 130 | 25 | 105 | 100 | 25 | 75 |  |  | Approved
54064 | 2021-Q4 | Town of Come by Chance | Town of Come by Chance Outfall | Come by Chance | Newfoundland and Labrador | Municipal or another local authority | Municipal or another local authority | Continuous | Quarterly | Quarterly | 0 | 184.8 | 61327 | 92 | 67 | 25 | 42 | 49 | 25 | 24 |  |  | Approved
54064 | 2022-Q1 | Town of Come by Chance | Town of Come by Chance Outfall | Come by Chance | Newfoundland and Labrador | Municipal or another local authority | Municipal or another local authority | Continuous | Quarterly | Quarterly | 0 | 473.9 | 49412 | 90 | 126 | 25 | 101 | 49 | 25 | 24 |  |  | Approved
54064 | 2022-Q2 | Town of Come by Chance | Town of Come by Chance Outfall | Come by Chance | Newfoundland and Labrador | Municipal or another local authority | Municipal or another local authority | Continuous | Quarterly | Quarterly | 0 | 473.9 | 52368 | 91 | 181 | 25 | 156 | 89 | 25 | 64 |  |  | Approved
54064 | 2022-Q3 | Town of Come by Chance | Town of Come by Chance Outfall | Come by Chance | Newfoundland and Labrador | Municipal or another local authority | Municipal or another local authority | Continuous | Quarterly | Quarterly | 0 | 473.9 | 30477 | 92 | 92 | 25 | 67 | 75 | 25 | 50 |  |  | Approved
54064 | 2022-Q4 | Town of Come by Chance | Town of Come by Chance Outfall | Come by Chance | Newfoundland and Labrador | Municipal or another local authority | Municipal or another local authority | Continuous | Quarterly | Quarterly | 0 | 473.9 | 55890 | 92 | 165 | 25 | 140 | 147 | 25 | 122 |  |  | Approved
54064 | 2023-Q1 | Town of Come by Chance | Town of Come by Chance Outfall | Come by Chance | Newfoundland and Labrador | Municipal or another local authority | Municipal or another local authority | Continuous | Quarterly | Quarterly | 0 | 515.5 | 48453 | 90 | 53 | 25 | 28 | 58 | 25 | 33 |  |  | Approved
54064 | 2023-Q2 | Town of Come by Chance | Town of Come by Chance Outfall | Come by Chance | Newfoundland and Labrador | Municipal or another local authority | Municipal or another local authority | Continuous | Quarterly | Quarterly | 0 | 515.5 | 14118 | 91 | 125 | 25 | 100 | 95 | 25 | 70 |  |  | Approved
54064 | 2023-Q3 | Town of Come by Chance | Town of Come by Chance Outfall | Come by Chance | Newfoundland and Labrador | Municipal or another local authority | Municipal or another local authority | Continuous | Quarterly | Quarterly | 0 | 515.5 | 13844 | 92 | 128 | 25 | 103 | 146 | 25 | 121 |  |  | Approved
54064 | 2023-Q4 | Town of Come by Chance | Town of Come by Chance Outfall | Come by Chance | Newfoundland and Labrador | Municipal or another local authority | Municipal or another local authority | Continuous | Quarterly | Quarterly | 0 | 515.5 | 14637 | 92 | 91 | 25 | 66 | 78 | 25 | 53 |  |  | Approved
54064 | 2024-Q1 | Town of Come by Chance | Town of Come by Chance Outfall | Come by Chance | Newfoundland and Labrador | Municipal or another local authority | Municipal or another local authority | Continuous | Quarterly | Quarterly | 0 | 249.5 | 18429 | 91 | 130 | 25 | 105 | 160 | 25 | 135 |  |  | Approved
54064 | 2024-Q2 | Town of Come by Chance | Town of Come by Chance Outfall | Come by Chance | Newfoundland and Labrador | Municipal or another local authority | Municipal or another local authority | Continuous | Quarterly | Quarterly | 0 | 249.5 | 28130 | 91 | 124 | 25 | 99 | 101 | 25 | 76 |  |  | Approved
54064 | 2024-Q3 | Town of Come by Chance | Town of Come by Chance Outfall | Come by Chance | Newfoundland and Labrador | Municipal or another local authority | Municipal or another local authority | Continuous | Quarterly | Quarterly | 0 | 249.5 | 10713 | 92 | 76 | 25 | 51 | 101 | 25 | 76 |  |  | Approved
54064 | 2024-Q4 | Town of Come by Chance | Town of Come by Chance Outfall | Come by Chance | Newfoundland and Labrador | Municipal or another local authority | Municipal or another local authority | Continuous | Quarterly | Quarterly | 0 | 249.5 | 48463 | 92 | 48 | 25 | 23 | 54 | 25 | 29 |  |  | Approved
54201 | 2022-annuel/annual | Town of Norris Arm | Treatment Plant | Norris Arm | Newfoundland and Labrador | Municipal or another local authority | Municipal or another local authority | Continuous | Annually | Annually | 0 | 250 | 27232 | 108 | 62 | 25 | 37 | 110 | 25 | 85 |  |  | Approved
54201 | 2023-annuel/annual | Town of Norris Arm | Treatment Plant | Norris Arm | Newfoundland and Labrador | Municipal or another local authority | Municipal or another local authority | Continuous | Annually | Annually | 0 | 74.6 | 64104 | 365 | 85 | 25 | 60 | 112 | 25 | 87 |  |  | Approved
54201 | 2024-annuel/annual | Town of Norris Arm | Treatment Plant | Norris Arm | Newfoundland and Labrador | Municipal or another local authority | Municipal or another local authority | Continuous | Annually | Annually | 0 | 175.6 | 160432 | 366 | 60.5 | 25 | 35.5 | 45.2 | 25 | 20.2 |  |  | Approved
55394 | 2019-Q2 | Town of La Scie | LaScie Outfall 1 | La Scie | Newfoundland and Labrador | Municipal or another local authority | Municipal or another local authority | Continuous | Quarterly | Quarterly | 0 | 300 | 108797 | 87 | 15 | 25 | -10 | 12 | 25 | -13 |  |  | Approved
55394 | 2019-Q3 | Town of La Scie | LaScie Outfall 1 | La Scie | Newfoundland and Labrador | Municipal or another local authority | Municipal or another local authority | Continuous | Quarterly | Quarterly | 0 | 300 | 87946 | 92 | 11 | 25 | -14 | 9 | 25 | -16 |  |  | Approved
55394 | 2019-Q4 | Town of La Scie | LaScie Outfall 1 | La Scie | Newfoundland and Labrador | Municipal or another local authority | Municipal or another local authority | Continuous | Quarterly | Quarterly | 0 | 300 | 114381 | 92 | 20 | 25 | -5 | 11 | 25 | -14 |  |  | Approved
55394 | 2020-Q1 | Town of La Scie | LaScie Outfall 1 | La Scie | Newfoundland and Labrador | Municipal or another local authority | Municipal or another local authority | Continuous | Quarterly | Quarterly | 0 | 300 | 108836 | 91 | 18 | 25 | -7 | 17 | 25 | -8 |  |  | Approved
55394 | 2020-Q2 | Town of La Scie | LaScie Outfall 1 | La Scie | Newfoundland and Labrador | Municipal or another local authority | Municipal or another local authority | Continuous | Quarterly | Quarterly | 0 | 300 | 133588 | 91 | 21 | 25 | -4 | 6 | 25 | -19 |  |  | Approved
55394 | 2020-Q3 | Town of La Scie | LaScie Outfall 1 | La Scie | Newfoundland and Labrador | Municipal or another local authority | Municipal or another local authority | Continuous | Quarterly | Quarterly | 0 | 300 | 92960 | 92 | 20 | 25 | -5 | 6 | 25 | -19 |  |  | Approved
55394 | 2020-Q4 | Town of La Scie | LaScie Outfall 1 | La Scie | Newfoundland and Labrador | Municipal or another local authority | Municipal or another local authority | Continuous | Quarterly | Quarterly | 0 | 300 | 99565 | 92 | 36 | 25 | 11 | 15 | 25 | -10 |  |  | Approved
55394 | 2021-Q1 | Town of La Scie | LaScie Outfall 1 | La Scie | Newfoundland and Labrador | Municipal or another local authority | Municipal or another local authority | Continuous | Quarterly | Quarterly | 0 | 1188.4 | 109329 | 90 | 20 | 25 | -5 | 30 | 25 | 5 |  |  | Approved
55394 | 2021-Q2 | Town of La Scie | LaScie Outfall 1 | La Scie | Newfoundland and Labrador | Municipal or another local authority | Municipal or another local authority | Continuous | Quarterly | Quarterly | 0 | 1188.4 | 107750 | 91 | 20 | 25 | -5 | 103 | 25 | 78 |  |  | Approved
55394 | 2021-Q3 | Town of La Scie | LaScie Outfall 1 | La Scie | Newfoundland and Labrador | Municipal or another local authority | Municipal or another local authority | Continuous | Quarterly | Quarterly | 0 | 1188.4 | 88108 | 92 | 22 | 25 | -3 | 8 | 25 | -17 |  |  | Approved
55394 | 2021-Q4 | Town of La Scie | LaScie Outfall 1 | La Scie | Newfoundland and Labrador | Municipal or another local authority | Municipal or another local authority | Continuous | Quarterly | Quarterly | 0 | 1188.4 | 106499 | 92 | 20 | 25 | -5 | 13 | 25 | -12 |  |  | Approved
55394 | 2022-Q1 | Town of La Scie | LaScie Outfall 1 | La Scie | Newfoundland and Labrador | Municipal or another local authority | Municipal or another local authority | Continuous | Quarterly | Quarterly | 0 | 1127.9 | 125660 | 90 | 89 | 25 | 64 | 88 | 25 | 63 |  |  | Approved
55394 | 2022-Q2 | Town of La Scie | LaScie Outfall 1 | La Scie | Newfoundland and Labrador | Municipal or another local authority | Municipal or another local authority | Continuous | Quarterly | Quarterly | 0 | 1127.9 | 128084 | 91 | 20 | 25 | -5 | 8 | 25 | -17 |  |  | Approved
55394 | 2022-Q3 | Town of La Scie | LaScie Outfall 1 | La Scie | Newfoundland and Labrador | Municipal or another local authority | Municipal or another local authority | Continuous | Quarterly | Quarterly | 0 | 1127.9 | 69952 | 92 | 28 | 25 | 3 | 59 | 25 | 34 |  |  | Approved
55394 | 2022-Q4 | Town of La Scie | LaScie Outfall 1 | La Scie | Newfoundland and Labrador | Municipal or another local authority | Municipal or another local authority | Continuous | Quarterly | Quarterly | 0 | 1127.9 | 75166 | 92 | 35 | 25 | 10 | 19 | 25 | -6 |  |  | Approved
55394 | 2023-Q1 | Town of La Scie | LaScie Outfall 1 | La Scie | Newfoundland and Labrador | Municipal or another local authority | Municipal or another local authority | Continuous | Quarterly | Quarterly | 0 | 1092.8 | 77271 | 90 | 20 | 25 | -5 | 28 | 25 | 3 |  |  | Approved
55394 | 2023-Q2 | Town of La Scie | LaScie Outfall 1 | La Scie | Newfoundland and Labrador | Municipal or another local authority | Municipal or another local authority | Continuous | Quarterly | Quarterly | 0 | 1092.8 | 44030 | 91 | 20 | 25 | -5 | 19 | 25 | -6 |  |  | Approved
55394 | 2023-Q3 | Town of La Scie | LaScie Outfall 1 | La Scie | Newfoundland and Labrador | Municipal or another local authority | Municipal or another local authority | Continuous | Quarterly | Quarterly | 0 | 1092.8 | 13857 | 92 | 21 | 25 | -4 | 13 | 25 | -12 |  |  | Approved
55394 | 2023-Q4 | Town of La Scie | LaScie Outfall 1 | La Scie | Newfoundland and Labrador | Municipal or another local authority | Municipal or another local authority | Continuous | Quarterly | Quarterly | 0 | 1092.8 | 64540 | 92 | 42 | 25 | 17 | 24 | 25 | -1 |  |  | Approved
55394 | 2024-Q1 | Town of La Scie | LaScie Outfall 1 | La Scie | Newfoundland and Labrador | Municipal or another local authority | Municipal or another local authority | Continuous | Quarterly | Quarterly | 0 | 547.1 | 94624 | 91 | 20 | 25 | -5 | 48 | 25 | 23 |  |  | Approved
55394 | 2024-Q2 | Town of La Scie | LaScie Outfall 1 | La Scie | Newfoundland and Labrador | Municipal or another local authority | Municipal or another local authority | Continuous | Quarterly | Quarterly | 0 | 547.1 | 116657 | 91 | 20 | 25 | -5 | 45 | 25 | 20 |  |  | Approved
55394 | 2024-Q3 | Town of La Scie | LaScie Outfall 1 | La Scie | Newfoundland and Labrador | Municipal or another local authority | Municipal or another local authority | Continuous | Quarterly | Quarterly | 0 | 547.1 | 95289 | 92 | 27 | 25 | 2 | 10 | 25 | -15 |  |  | Approved
55394 | 2024-Q4 | Town of La Scie | LaScie Outfall 1 | La Scie | Newfoundland and Labrador | Municipal or another local authority | Municipal or another local authority | Continuous | Quarterly | Quarterly | 0 | 547.1 | 76580 | 92 | 20 | 25 | -5 | 27 | 25 | 2 |  |  | Approved
55395 | 2019-Q2 | Town of La Scie | LaScie Outfall 2 | La Scie | Newfoundland and Labrador | Municipal or another local authority | Municipal or another local authority | Continuous | Quarterly | Quarterly | 0 | 270 | 29051 | 87 | 9 | 25 | -16 | 12 | 25 | -13 |  |  | Approved
55395 | 2019-Q3 | Town of La Scie | LaScie Outfall 2 | La Scie | Newfoundland and Labrador | Municipal or another local authority | Municipal or another local authority | Continuous | Quarterly | Quarterly | 0 | 270 | 16522 | 92 | 11 | 25 | -14 | 12 | 25 | -13 |  |  | Approved
55395 | 2019-Q4 | Town of La Scie | LaScie Outfall 2 | La Scie | Newfoundland and Labrador | Municipal or another local authority | Municipal or another local authority | Continuous | Quarterly | Quarterly | 0 | 270 | 23356 | 92 | 23 | 25 | -2 | 18 | 25 | -7 |  |  | Approved
55395 | 2020-Q1 | Town of La Scie | LaScie Outfall 2 | La Scie | Newfoundland and Labrador | Municipal or another local authority | Municipal or another local authority | Continuous | Quarterly | Quarterly | 0 | 270 | 10010 | 91 | 18 | 25 | -7 | 59 | 25 | 34 |  |  | Approved
55395 | 2020-Q2 | Town of La Scie | LaScie Outfall 2 | La Scie | Newfoundland and Labrador | Municipal or another local authority | Municipal or another local authority | Continuous | Quarterly | Quarterly | 0 | 270 | 20566 | 91 | 29 | 25 | 4 | 35 | 25 | 10 |  |  | Approved
55395 | 2020-Q3 | Town of La Scie | LaScie Outfall 2 | La Scie | Newfoundland and Labrador | Municipal or another local authority | Municipal or another local authority | Continuous | Quarterly | Quarterly | 0 | 270 | 11751 | 92 | 35 | 25 | 10 | 12 | 25 | -13 |  |  | Approved
55395 | 2020-Q4 | Town of La Scie | LaScie Outfall 2 | La Scie | Newfoundland and Labrador | Municipal or another local authority | Municipal or another local authority | Continuous | Quarterly | Quarterly | 0 | 270 | 35197 | 92 | 74 | 25 | 49 | 129 | 25 | 104 |  |  | Approved
55395 | 2021-Q1 | Town of La Scie | LaScie Outfall 2 | La Scie | Newfoundland and Labrador | Municipal or another local authority | Municipal or another local authority | Continuous | Quarterly | Quarterly | 0 | 211.8 | 41172 | 90 | 32 | 25 | 7 | 63 | 25 | 38 |  |  | Approved
55395 | 2021-Q2 | Town of La Scie | LaScie Outfall 2 | La Scie | Newfoundland and Labrador | Municipal or another local authority | Municipal or another local authority | Continuous | Quarterly | Quarterly | 0 | 211.8 | 40026 | 91 | 32 | 25 | 7 | 36 | 25 | 11 |  |  | Approved
55395 | 2021-Q3 | Town of La Scie | LaScie Outfall 2 | La Scie | Newfoundland and Labrador | Municipal or another local authority | Municipal or another local authority | Continuous | Quarterly | Quarterly | 0 | 211.8 | 8740 | 92 | 34 | 25 | 9 | 27 | 25 | 2 |  |  | Approved
55395 | 2021-Q4 | Town of La Scie | LaScie Outfall 2 | La Scie | Newfoundland and Labrador | Municipal or another local authority | Municipal or another local authority | Continuous | Quarterly | Quarterly | 0 | 211.8 | 53311 | 92 | 49 | 25 | 24 | 45 | 25 | 20 |  |  | Approved
55395 | 2022-Q1 | Town of La Scie | LaScie Outfall 2 | La Scie | Newfoundland and Labrador | Municipal or another local authority | Municipal or another local authority | Continuous | Quarterly | Quarterly | 0 | 392.5 | 85203 | 90 | 73 | 25 | 48 | 80 | 25 | 55 |  |  | Approved
55395 | 2022-Q2 | Town of La Scie | LaScie Outfall 2 | La Scie | Newfoundland and Labrador | Municipal or another local authority | Municipal or another local authority | Continuous | Quarterly | Quarterly | 0 | 392.5 | 75646 | 91 | 40 | 25 | 15 | 27 | 25 | 2 |  |  | Approved
55395 | 2022-Q3 | Town of La Scie | LaScie Outfall 2 | La Scie | Newfoundland and Labrador | Municipal or another local authority | Municipal or another local authority | Continuous | Quarterly | Quarterly | 0 | 392.5 | 14370 | 92 | 42 | 25 | 17 | 34 | 25 | 9 |  |  | Approved
55395 | 2022-Q4 | Town of La Scie | LaScie Outfall 2 | La Scie | Newfoundland and Labrador | Municipal or another local authority | Municipal or another local authority | Continuous | Quarterly | Quarterly | 0 | 392.5 | 20442 | 92 | 34 | 25 | 9 | 21 | 25 | -4 |  |  | Approved
55395 | 2023-Q1 | Town of La Scie | LaScie Outfall 2 | La Scie | Newfoundland and Labrador | Municipal or another local authority | Municipal or another local authority | Continuous | Quarterly | Quarterly | 0 | 536.1 | 31493 | 90 | 28 | 25 | 3 | 27 | 25 | 2 |  |  | Approved
55395 | 2023-Q2 | Town of La Scie | LaScie Outfall 2 | La Scie | Newfoundland and Labrador | Municipal or another local authority | Municipal or another local authority | Continuous | Quarterly | Quarterly | 0 | 536.1 | 51833 | 91 | 20 | 25 | -5 | 24 | 25 | -1 |  |  | Approved
55395 | 2023-Q3 | Town of La Scie | LaScie Outfall 2 | La Scie | Newfoundland and Labrador | Municipal or another local authority | Municipal or another local authority | Continuous | Quarterly | Quarterly | 0 | 536.1 | 15237 | 92 | 104 | 25 | 79 | 84 | 25 | 59 |  |  | Approved
55395 | 2023-Q4 | Town of La Scie | LaScie Outfall 2 | La Scie | Newfoundland and Labrador | Municipal or another local authority | Municipal or another local authority | Continuous | Quarterly | Quarterly | 0 | 536.1 | 45218 | 92 | 25 | 25 | 0 | 17 | 25 | -8 |  |  | Approved
55395 | 2024-Q1 | Town of La Scie | LaScie Outfall 2 | La Scie | Newfoundland and Labrador | Municipal or another local authority | Municipal or another local authority | Continuous | Quarterly | Quarterly | 0 | 393.9 | 47885 | 91 | 31 | 25 | 6 | 36 | 25 | 11 |  |  | Approved
55395 | 2024-Q2 | Town of La Scie | LaScie Outfall 2 | La Scie | Newfoundland and Labrador | Municipal or another local authority | Municipal or another local authority | Continuous | Quarterly | Quarterly | 0 | 393.9 | 37032 | 91 | 31 | 25 | 6 | 83 | 25 | 58 |  |  | Approved
55395 | 2024-Q3 | Town of La Scie | LaScie Outfall 2 | La Scie | Newfoundland and Labrador | Municipal or another local authority | Municipal or another local authority | Continuous | Quarterly | Quarterly | 0 | 393.9 | 37216 | 92 | 37 | 25 | 12 | 64 | 25 | 39 |  |  | Approved
55395 | 2024-Q4 | Town of La Scie | LaScie Outfall 2 | La Scie | Newfoundland and Labrador | Municipal or another local authority | Municipal or another local authority | Continuous | Quarterly | Quarterly | 0 | 393.9 | 79883 | 92 | 23 | 25 | -2 | 52 | 25 | 27 |  |  | Approved
55396 | 2019-Q2 | Town of La Scie | LaScie Outfall 3 | La Scie | Newfoundland and Labrador | Municipal or another local authority | Municipal or another local authority | Continuous | Quarterly | Quarterly | 0 | 300 | 28101 | 87 | 13 | 25 | -12 | 3 | 25 | -22 |  |  | Approved
55396 | 2019-Q3 | Town of La Scie | LaScie Outfall 3 | La Scie | Newfoundland and Labrador | Municipal or another local authority | Municipal or another local authority | Continuous | Quarterly | Quarterly | 0 | 300 | 22699 | 92 | 44 | 25 | 19 | 51 | 25 | 26 |  |  | Approved
55396 | 2019-Q4 | Town of La Scie | LaScie Outfall 3 | La Scie | Newfoundland and Labrador | Municipal or another local authority | Municipal or another local authority | Continuous | Quarterly | Quarterly | 0 | 300 | 25089 | 92 | 20 | 25 | -5 | 11 | 25 | -14 |  |  | Approved
55396 | 2020-Q1 | Town of La Scie | LaScie Outfall 3 | La Scie | Newfoundland and Labrador | Municipal or another local authority | Municipal or another local authority | Continuous | Quarterly | Quarterly | 0 | 300 | 41314 | 91 | 20 | 25 | -5 | 25 | 25 | 0 |  |  | Approved
55396 | 2020-Q2 | Town of La Scie | LaScie Outfall 3 | La Scie | Newfoundland and Labrador | Municipal or another local authority | Municipal or another local authority | Continuous | Quarterly | Quarterly | 0 | 300 | 51415 | 91 | 31 | 25 | 6 | 32 | 25 | 7 |  |  | Approved
55396 | 2020-Q3 | Town of La Scie | LaScie Outfall 3 | La Scie | Newfoundland and Labrador | Municipal or another local authority | Municipal or another local authority | Continuous | Quarterly | Quarterly | 0 | 300 | 30466 | 92 | 45 | 25 | 20 | 27 | 25 | 2 |  |  | Approved
55396 | 2020-Q4 | Town of La Scie | LaScie Outfall 3 | La Scie | Newfoundland and Labrador | Municipal or another local authority | Municipal or another local authority | Continuous | Quarterly | Quarterly | 0 | 300 | 23192 | 92 | 43 | 25 | 18 | 7 | 25 | -18 |  |  | Approved
55396 | 2021-Q1 | Town of La Scie | LaScie Outfall 3 | La Scie | Newfoundland and Labrador | Municipal or another local authority | Municipal or another local authority | Continuous | Quarterly | Quarterly | 0 | 400 | 24311 | 90 | 25 | 25 | 0 | 7 | 25 | -18 |  |  | Approved
55396 | 2021-Q2 | Town of La Scie | LaScie Outfall 3 | La Scie | Newfoundland and Labrador | Municipal or another local authority | Municipal or another local authority | Continuous | Quarterly | Quarterly | 0 | 400 | 32887 | 91 | 101 | 25 | 76 | 37 | 25 | 12 |  |  | Approved
55396 | 2021-Q3 | Town of La Scie | LaScie Outfall 3 | La Scie | Newfoundland and Labrador | Municipal or another local authority | Municipal or another local authority | Continuous | Quarterly | Quarterly | 0 | 400 | 52835 | 92 | 24 | 25 | -1 | 22 | 25 | -3 |  |  | Approved
55396 | 2021-Q4 | Town of La Scie | LaScie Outfall 3 | La Scie | Newfoundland and Labrador | Municipal or another local authority | Municipal or another local authority | Continuous | Quarterly | Quarterly | 0 | 400 | 58121 | 92 | 71 | 25 | 46 | 34 | 25 | 9 |  |  | Approved
55396 | 2022-Q1 | Town of La Scie | LaScie Outfall 3 | La Scie | Newfoundland and Labrador | Municipal or another local authority | Municipal or another local authority | Continuous | Quarterly | Quarterly | 0 | 460.7 | 67705 | 90 | 28 | 25 | 3 | 114 | 25 | 89 |  |  | Approved
55396 | 2022-Q2 | Town of La Scie | LaScie Outfall 3 | La Scie | Newfoundland and Labrador | Municipal or another local authority | Municipal or another local authority | Continuous | Quarterly | Quarterly | 0 | 460.7 | 63135 | 91 | 80 | 25 | 55 | 155 | 25 | 130 |  |  | Approved
55396 | 2022-Q3 | Town of La Scie | LaScie Outfall 3 | La Scie | Newfoundland and Labrador | Municipal or another local authority | Municipal or another local authority | Continuous | Quarterly | Quarterly | 0 | 460.7 | 51837 | 92 | 28 | 25 | 3 | 8 | 25 | -17 |  |  | Approved
55396 | 2022-Q4 | Town of La Scie | LaScie Outfall 3 | La Scie | Newfoundland and Labrador | Municipal or another local authority | Municipal or another local authority | Continuous | Quarterly | Quarterly | 0 | 460.7 | 53886 | 92 | 106 | 25 | 81 | 135 | 25 | 110 |  |  | Approved
55396 | 2023-Q1 | Town of La Scie | LaScie Outfall 3 | La Scie | Newfoundland and Labrador | Municipal or another local authority | Municipal or another local authority | Continuous | Quarterly | Quarterly | 0 | 648.1 | 70229 | 90 | 32 | 25 | 7 | 81 | 25 | 56 |  |  | Approved
55396 | 2023-Q2 | Town of La Scie | LaScie Outfall 3 | La Scie | Newfoundland and Labrador | Municipal or another local authority | Municipal or another local authority | Continuous | Quarterly | Quarterly | 0 | 648.1 | 34227 | 91 | 23 | 25 | -2 | 39 | 25 | 14 |  |  | Approved
55396 | 2023-Q3 | Town of La Scie | LaScie Outfall 3 | La Scie | Newfoundland and Labrador | Municipal or another local authority | Municipal or another local authority | Continuous | Quarterly | Quarterly | 0 | 648.1 | 25703 | 92 | 60 | 25 | 35 | 262 | 25 | 237 |  |  | Approved
55396 | 2023-Q4 | Town of La Scie | LaScie Outfall 3 | La Scie | Newfoundland and Labrador | Municipal or another local authority | Municipal or another local authority | Continuous | Quarterly | Quarterly | 0 | 648.1 | 43746 | 92 | 50 | 25 | 25 | 36 | 25 | 11 |  |  | Approved
55396 | 2024-Q1 | Town of La Scie | LaScie Outfall 3 | La Scie | Newfoundland and Labrador | Municipal or another local authority | Municipal or another local authority | Continuous | Quarterly | Quarterly | 0 | 476.5 | 46824 | 91 | 59 | 25 | 34 | 10 | 25 | -15 |  |  | Approved
55396 | 2024-Q2 | Town of La Scie | LaScie Outfall 3 | La Scie | Newfoundland and Labrador | Municipal or another local authority | Municipal or another local authority | Continuous | Quarterly | Quarterly | 0 | 476.5 | 41794 | 91 | 28 | 25 | 3 | 56 | 25 | 31 |  |  | Approved
55396 | 2024-Q3 | Town of La Scie | LaScie Outfall 3 | La Scie | Newfoundland and Labrador | Municipal or another local authority | Municipal or another local authority | Continuous | Quarterly | Quarterly | 0 | 476.5 | 23237 | 92 | 22 | 25 | -3 | 71 | 25 | 46 |  |  | Approved
55396 | 2024-Q4 | Town of La Scie | LaScie Outfall 3 | La Scie | Newfoundland and Labrador | Municipal or another local authority | Municipal or another local authority | Continuous | Quarterly | Quarterly | 0 | 476.5 | 48816 | 92 | 20 | 25 | -5 | 13 | 25 | -12 |  |  | Approved
56300 | 2019-Q3 | Mary's Harbour Town Council | Mary's Harbour Outfall | Marys Harbour | Newfoundland and Labrador | Municipal or another local authority | Municipal or another local authority | Continuous | Quarterly | Quarterly | 0 | 120 | 27425 | 67 | 110 | 25 | 85 | 91 | 25 | 66 |  |  | Approved
56300 | 2019-Q4 | Mary's Harbour Town Council | Mary's Harbour Outfall | Marys Harbour | Newfoundland and Labrador | Municipal or another local authority | Municipal or another local authority | Continuous | Quarterly | Quarterly | 0 | 120 | 66267 | 92 | 44 | 25 | 19 | 39 | 25 | 14 |  |  | Approved
56300 | 2020-Q1 | Mary's Harbour Town Council | Mary's Harbour Outfall | Marys Harbour | Newfoundland and Labrador | Municipal or another local authority | Municipal or another local authority | Continuous | Quarterly | Quarterly | 0 | 120 | 96705 | 91 | 45 | 25 | 20 | 22 | 25 | -3 |  |  | Approved
56300 | 2020-Q2 | Mary's Harbour Town Council | Mary's Harbour Outfall | Marys Harbour | Newfoundland and Labrador | Municipal or another local authority | Municipal or another local authority | Continuous | Quarterly | Quarterly | 0 | 120 | 102648 | 91 | 19 | 25 | -6 | 25 | 25 | 0 |  |  | Approved
56300 | 2020-Q3 | Mary's Harbour Town Council | Mary's Harbour Outfall | Marys Harbour | Newfoundland and Labrador | Municipal or another local authority | Municipal or another local authority | Continuous | Quarterly | Quarterly | 0 | 120 | 24089 | 92 | 112 | 25 | 87 | 99 | 25 | 74 |  |  | Approved
56300 | 2020-Q4 | Mary's Harbour Town Council | Mary's Harbour Outfall | Marys Harbour | Newfoundland and Labrador | Municipal or another local authority | Municipal or another local authority | Continuous | Quarterly | Quarterly | 0 | 120 | 52062 | 92 | 69 | 25 | 44 | 176 | 25 | 151 |  |  | Approved
56300 | 2021-Q1 | Mary's Harbour Town Council | Mary's Harbour Outfall | Marys Harbour | Newfoundland and Labrador | Municipal or another local authority | Municipal or another local authority | Continuous | Quarterly | Quarterly | 0 | 752.7 | 73550 | 90 | 48 | 25 | 23 | 37 | 25 | 12 |  |  | Approved
56300 | 2021-Q2 | Mary's Harbour Town Council | Mary's Harbour Outfall | Marys Harbour | Newfoundland and Labrador | Municipal or another local authority | Municipal or another local authority | Continuous | Quarterly | Quarterly | 0 | 752.7 | 71701 | 91 | 35 | 25 | 10 | 65 | 25 | 40 |  |  | Approved
56300 | 2021-Q3 | Mary's Harbour Town Council | Mary's Harbour Outfall | Marys Harbour | Newfoundland and Labrador | Municipal or another local authority | Municipal or another local authority | Continuous | Quarterly | Quarterly | 0 | 752.7 | 28644 | 92 | 78 | 25 | 53 | 61 | 25 | 36 |  |  | Approved
56300 | 2021-Q4 | Mary's Harbour Town Council | Mary's Harbour Outfall | Marys Harbour | Newfoundland and Labrador | Municipal or another local authority | Municipal or another local authority | Continuous | Quarterly | Quarterly | 0 | 752.7 | 44978 | 92 | 93 | 25 | 68 | 63 | 25 | 38 |  |  | Approved
56300 | 2022-Q1 | Mary's Harbour Town Council | Mary's Harbour Outfall | Marys Harbour | Newfoundland and Labrador | Municipal or another local authority | Municipal or another local authority | Continuous | Quarterly | Quarterly | 0 | 599.7 | 71473 | 90 | 60 | 25 | 35 | 68 | 25 | 43 |  |  | Approved
56300 | 2022-Q2 | Mary's Harbour Town Council | Mary's Harbour Outfall | Marys Harbour | Newfoundland and Labrador | Municipal or another local authority | Municipal or another local authority | Continuous | Quarterly | Quarterly | 0 | 599.7 | 109509 | 91 | 69 | 25 | 44 | 130 | 25 | 105 |  |  | Approved
56300 | 2022-Q3 | Mary's Harbour Town Council | Mary's Harbour Outfall | Marys Harbour | Newfoundland and Labrador | Municipal or another local authority | Municipal or another local authority | Continuous | Quarterly | Quarterly | 0 | 599.7 | 38856 | 92 | 63 | 25 | 38 | 51 | 25 | 26 |  |  | Approved
56300 | 2022-Q4 | Mary's Harbour Town Council | Mary's Harbour Outfall | Marys Harbour | Newfoundland and Labrador | Municipal or another local authority | Municipal or another local authority | Continuous | Quarterly | Quarterly | 0 | 599.7 | 19205 | 92 | 47 | 25 | 22 | 53 | 25 | 28 |  |  | Approved
56300 | 2023-Q1 | Mary's Harbour Town Council | Mary's Harbour Outfall | Marys Harbour | Newfoundland and Labrador | Municipal or another local authority | Municipal or another local authority | Continuous | Quarterly | Quarterly | 0 | 654.9 | 73278 | 90 | 36 | 25 | 11 | 35 | 25 | 10 |  |  | Approved
56300 | 2023-Q2 | Mary's Harbour Town Council | Mary's Harbour Outfall | Marys Harbour | Newfoundland and Labrador | Municipal or another local authority | Municipal or another local authority | Continuous | Quarterly | Quarterly | 0 | 654.9 | 36397 | 91 | 33 | 25 | 8 | 31 | 25 | 6 |  |  | Approved
56300 | 2023-Q3 | Mary's Harbour Town Council | Mary's Harbour Outfall | Marys Harbour | Newfoundland and Labrador | Municipal or another local authority | Municipal or another local authority | Continuous | Quarterly | Quarterly | 0 | 654.9 | 29741 | 92 | 60 | 25 | 35 | 66 | 25 | 41 |  |  | Approved
58009 | 2019-Q4 | Town of South Brook | South Brook Outfall | South Brook | Newfoundland and Labrador | Municipal or another local authority | Municipal or another local authority | Continuous | Quarterly | Quarterly | 0 | 300 | 11441 | 43 | 175 | 25 | 150 | 271 | 25 | 246 |  |  | Approved
58009 | 2020-Q1 | Town of South Brook | South Brook Outfall | South Brook | Newfoundland and Labrador | Municipal or another local authority | Municipal or another local authority | Continuous | Quarterly | Quarterly | 0 | 300 | 17927 | 91 | 212 | 25 | 187 | 203 | 25 | 178 |  |  | Approved
58009 | 2020-Q2 | Town of South Brook | South Brook Outfall | South Brook | Newfoundland and Labrador | Municipal or another local authority | Municipal or another local authority | Continuous | Quarterly | Quarterly | 0 | 300 | 35308 | 91 | 82 | 25 | 57 | 107 | 25 | 82 |  |  | Approved
58009 | 2020-Q3 | Town of South Brook | South Brook Outfall | South Brook | Newfoundland and Labrador | Municipal or another local authority | Municipal or another local authority | Continuous | Quarterly | Quarterly | 0 | 300 | 15631 | 92 | 142 | 25 | 117 | 91 | 25 | 66 |  |  | Approved
58009 | 2020-Q4 | Town of South Brook | South Brook Outfall | South Brook | Newfoundland and Labrador | Municipal or another local authority | Municipal or another local authority | Continuous | Quarterly | Quarterly | 0 | 300 | 12281 | 92 | 152 | 25 | 127 | 167 | 25 | 142 |  |  | Approved
58009 | 2021-Q1 | Town of South Brook | South Brook Outfall | South Brook | Newfoundland and Labrador | Municipal or another local authority | Municipal or another local authority | Continuous | Quarterly | Quarterly | 0 | 221.7 | 10919 | 90 | 192 | 25 | 167 | 153 | 25 | 128 |  |  | Approved
58009 | 2021-Q2 | Town of South Brook | South Brook Outfall | South Brook | Newfoundland and Labrador | Municipal or another local authority | Municipal or another local authority | Continuous | Quarterly | Quarterly | 0 | 221.7 | 21032 | 91 | 83 | 25 | 58 | 119 | 25 | 94 |  |  | Approved
58009 | 2021-Q3 | Town of South Brook | South Brook Outfall | South Brook | Newfoundland and Labrador | Municipal or another local authority | Municipal or another local authority | Continuous | Quarterly | Quarterly | 0 | 221.7 | 7544 | 92 | 220 | 25 | 195 | 226 | 25 | 201 |  |  | Approved
58009 | 2021-Q4 | Town of South Brook | South Brook Outfall | South Brook | Newfoundland and Labrador | Municipal or another local authority | Municipal or another local authority | Continuous | Quarterly | Quarterly | 0 | 221.7 | 9200 | 92 | 89 | 25 | 64 | 70 | 25 | 45 |  |  | Approved
58009 | 2022-Q1 | Town of South Brook | South Brook Outfall | South Brook | Newfoundland and Labrador | Municipal or another local authority | Municipal or another local authority | Continuous | Quarterly | Quarterly | 0 | 133.4 | 21100 | 90 | 100 | 25 | 75 | 170 | 25 | 145 |  |  | Approved
58009 | 2022-Q2 | Town of South Brook | South Brook Outfall | South Brook | Newfoundland and Labrador | Municipal or another local authority | Municipal or another local authority | Continuous | Quarterly | Quarterly | 0 | 133.4 | 20748 | 91 | 136 | 25 | 111 | 88 | 25 | 63 |  |  | Approved
58009 | 2022-Q3 | Town of South Brook | South Brook Outfall | South Brook | Newfoundland and Labrador | Municipal or another local authority | Municipal or another local authority | Continuous | Quarterly | Quarterly | 0 | 133.4 | 10368 | 92 | 179 | 25 | 154 | 129 | 25 | 104 |  |  | Approved
58009 | 2022-Q4 | Town of South Brook | South Brook Outfall | South Brook | Newfoundland and Labrador | Municipal or another local authority | Municipal or another local authority | Continuous | Quarterly | Quarterly | 0 | 133.4 | 15161 | 92 | 158 | 25 | 133 | 149 | 25 | 124 |  |  | Approved
58009 | 2023-Q1 | Town of South Brook | South Brook Outfall | South Brook | Newfoundland and Labrador | Municipal or another local authority | Municipal or another local authority | Continuous | Quarterly | Quarterly | 0 | 184.6 | 15979 | 90 | 173 | 25 | 148 | 190 | 25 | 165 |  |  | Approved
58009 | 2023-Q2 | Town of South Brook | South Brook Outfall | South Brook | Newfoundland and Labrador | Municipal or another local authority | Municipal or another local authority | Continuous | Quarterly | Quarterly | 0 | 184.6 | 50191 | 91 | 141 | 25 | 116 | 141 | 25 | 116 |  |  | Approved
58009 | 2023-Q3 | Town of South Brook | South Brook Outfall | South Brook | Newfoundland and Labrador | Municipal or another local authority | Municipal or another local authority | Continuous | Quarterly | Quarterly | 0 | 184.6 | 32071 | 92 | 158 | 25 | 133 | 187 | 25 | 162 |  |  | Approved
58009 | 2023-Q4 | Town of South Brook | South Brook Outfall | South Brook | Newfoundland and Labrador | Municipal or another local authority | Municipal or another local authority | Continuous | Quarterly | Quarterly | 0 | 184.6 | 37904 | 92 | 146 | 25 | 121 | 100 | 25 | 75 |  |  | Approved
58009 | 2024-Q1 | Town of South Brook | South Brook Outfall | South Brook | Newfoundland and Labrador | Municipal or another local authority | Municipal or another local authority | Continuous | Quarterly | Quarterly | 0 | 373 | 21182 | 91 | 122 | 25 | 97 | 149 | 25 | 124 |  |  | Approved
58009 | 2024-Q2 | Town of South Brook | South Brook Outfall | South Brook | Newfoundland and Labrador | Municipal or another local authority | Municipal or another local authority | Continuous | Quarterly | Quarterly | 0 | 373 | 31909 | 91 | 66 | 25 | 41 | 69 | 25 | 44 |  |  | Approved
58009 | 2024-Q3 | Town of South Brook | South Brook Outfall | South Brook | Newfoundland and Labrador | Municipal or another local authority | Municipal or another local authority | Continuous | Quarterly | Quarterly | 0 | 373 | 16854 | 92 | 151 | 25 | 126 | 184 | 25 | 159 |  |  | Approved
58009 | 2024-Q4 | Town of South Brook | South Brook Outfall | South Brook | Newfoundland and Labrador | Municipal or another local authority | Municipal or another local authority | Continuous | Quarterly | Quarterly | 0 | 373 | 59075 | 92 | 96 | 25 | 71 | 140 | 25 | 115 |  |  | Approved
59577 | 2020-Q1 | Town of Gander | Gander Sewerage Treatment Plant | Gander | Newfoundland and Labrador | Municipal or another local authority | Municipal or another local authority | Continuous | Quarterly | Quarterly | 0 | 11300 | 276396 | 60 | 0 | 25 | -25 | 0 | 25 | -25 |  |  | Approved
59577 | 2020-Q2 | Town of Gander | Gander Sewerage Treatment Plant | Gander | Newfoundland and Labrador | Municipal or another local authority | Municipal or another local authority | Continuous | Quarterly | Quarterly | 0 | 11300 | 1011547 | 90 | 10.4 | 25 | -14.6 | 4.7 | 25 | -20.3 |  |  | Approved
59577 | 2020-Q3 | Town of Gander | Gander Sewerage Treatment Plant | Gander | Newfoundland and Labrador | Municipal or another local authority | Municipal or another local authority | Continuous | Quarterly | Quarterly | 0 | 11300 | 474578.2 | 90 | 16.1 | 25 | -8.9 | 12.3 | 25 | -12.7 |  |  | Approved
59577 | 2020-Q4 | Town of Gander | Gander Sewerage Treatment Plant | Gander | Newfoundland and Labrador | Municipal or another local authority | Municipal or another local authority | Continuous | Quarterly | Quarterly | 0 | 11300 | 612060.9 | 90 | 12.5 | 25 | -12.5 | 18.7 | 25 | -6.3 |  |  | Approved
59577 | 2021-Q1 | Town of Gander | Gander Sewerage Treatment Plant | Gander | Newfoundland and Labrador | Municipal or another local authority | Municipal or another local authority | Continuous | Quarterly | Quarterly | 0 | 6487.9 | 701592.2 | 90 | 9.4 | 25 | -15.6 | 6.3 | 25 | -18.7 |  |  | Approved
59577 | 2021-Q2 | Town of Gander | Gander Sewerage Treatment Plant | Gander | Newfoundland and Labrador | Municipal or another local authority | Municipal or another local authority | Continuous | Quarterly | Quarterly | 0 | 6487.9 | 780953.8 | 90 | 7 | 25 | -18 | 12.3 | 25 | -12.7 |  |  | Approved
59577 | 2021-Q3 | Town of Gander | Gander Sewerage Treatment Plant | Gander | Newfoundland and Labrador | Municipal or another local authority | Municipal or another local authority | Continuous | Quarterly | Quarterly | 0 | 6487.9 | 463705.5 | 90 | 7.1 | 25 | -17.9 | 10.4 | 25 | -14.6 |  |  | Approved
59577 | 2021-Q4 | Town of Gander | Gander Sewerage Treatment Plant | Gander | Newfoundland and Labrador | Municipal or another local authority | Municipal or another local authority | Continuous | Quarterly | Quarterly | 0 | 6487.9 | 716434.9 | 92 | 6 | 25 | -19 | 3.7 | 25 | -21.3 |  |  | Approved
59577 | 2022-Q1 | Town of Gander | Gander Sewerage Treatment Plant | Gander | Newfoundland and Labrador | Municipal or another local authority | Municipal or another local authority | Continuous | Quarterly | Quarterly | 0 | 7295 | 825908.9 | 90 | 7.6 | 25 | -17.4 | 5.1 | 25 | -19.9 |  |  | Approved
59577 | 2022-Q2 | Town of Gander | Gander Sewerage Treatment Plant | Gander | Newfoundland and Labrador | Municipal or another local authority | Municipal or another local authority | Continuous | Quarterly | Quarterly | 0 | 7295 | 825482.5 | 90 | 4.3 | 25 | -20.7 | 8.5 | 25 | -16.5 |  |  | Approved
59577 | 2022-Q3 | Town of Gander | Gander Sewerage Treatment Plant | Gander | Newfoundland and Labrador | Municipal or another local authority | Municipal or another local authority | Continuous | Quarterly | Quarterly | 0 | 7295 | 454716.5 | 90 | 3.6 | 25 | -21.4 | 5.4 | 25 | -19.6 |  |  | Approved
59577 | 2022-Q4 | Town of Gander | Gander Sewerage Treatment Plant | Gander | Newfoundland and Labrador | Municipal or another local authority | Municipal or another local authority | Continuous | Quarterly | Quarterly | 0 | 7295 | 662126.9 | 92 | 4.3 | 25 | -20.7 | 3.2 | 25 | -21.8 |  |  | Approved
59577 | 2023-Q1 | Town of Gander | Gander Sewerage Treatment Plant | Gander | Newfoundland and Labrador | Municipal or another local authority | Municipal or another local authority | Continuous | Quarterly | Quarterly | 0 | 7584.2 | 670591.2 | 90 | 8.9 | 25 | -16.1 | 11.4 | 25 | -13.6 |  |  | Approved
59577 | 2023-Q2 | Town of Gander | Gander Sewerage Treatment Plant | Gander | Newfoundland and Labrador | Municipal or another local authority | Municipal or another local authority | Continuous | Quarterly | Quarterly | 0 | 7584.2 | 827988.8 | 91 | 8.5 | 25 | -16.5 | 11.7 | 25 | -13.3 |  |  | Approved
59577 | 2023-Q3 | Town of Gander | Gander Sewerage Treatment Plant | Gander | Newfoundland and Labrador | Municipal or another local authority | Municipal or another local authority | Continuous | Quarterly | Quarterly | 0 | 7584.2 | 541045.5 | 92 | 3.3 | 25 | -21.7 | 9.1 | 25 | -15.9 |  |  | Approved
59577 | 2023-Q4 | Town of Gander | Gander Sewerage Treatment Plant | Gander | Newfoundland and Labrador | Municipal or another local authority | Municipal or another local authority | Continuous | Quarterly | Quarterly | 0 | 7584.2 | 707458.2 | 92 | 8.7 | 25 | -16.3 | 12.7 | 25 | -12.3 |  |  | Approved
59577 | 2024-Q1 | Town of Gander | Gander Sewerage Treatment Plant | Gander | Newfoundland and Labrador | Municipal or another local authority | Municipal or another local authority | Continuous | Quarterly | Quarterly | 0 | 7526.3 | 712613.8 | 91 | 10.1 | 25 | -14.9 | 9.6 | 25 | -15.4 |  |  | Approved
59577 | 2024-Q2 | Town of Gander | Gander Sewerage Treatment Plant | Gander | Newfoundland and Labrador | Municipal or another local authority | Municipal or another local authority | Continuous | Quarterly | Quarterly | 0 | 7526.3 | 766987.5 | 91 | 6.2 | 25 | -18.8 | 5.2 | 25 | -19.8 |  |  | Approved
59577 | 2024-Q3 | Town of Gander | Gander Sewerage Treatment Plant | Gander | Newfoundland and Labrador | Municipal or another local authority | Municipal or another local authority | Continuous | Quarterly | Quarterly | 0 | 7526.3 | 523845.1 | 92 | 7.3 | 25 | -17.7 | 5.3 | 25 | -19.7 |  |  | Approved
59577 | 2024-Q4 | Town of Gander | Gander Sewerage Treatment Plant | Gander | Newfoundland and Labrador | Municipal or another local authority | Municipal or another local authority | Continuous | Quarterly | Quarterly | 0 | 7526.3 | 834926.4 | 92 | 6.7 | 25 | -18.3 | 9.3 | 25 | -15.7 |  |  | Approved
59763 | 2020-Q4 | Trepassey Outfall | Trepassey Outfall | Trepassey | Newfoundland and Labrador | Municipal or another local authority | Municipal or another local authority | Continuous | Quarterly | Quarterly | 0 | 500 | 17070 | 31 | 30 | 25 | 5 | 20 | 25 | -5 |  |  | Approved
59763 | 2021-Q1 | Trepassey Outfall | Trepassey Outfall | Trepassey | Newfoundland and Labrador | Municipal or another local authority | Municipal or another local authority | Continuous | Quarterly | Quarterly | 0 | 500 | 49772 | 90 | 64 | 25 | 39 | 93 | 25 | 68 |  |  | Approved
59763 | 2021-Q2 | Trepassey Outfall | Trepassey Outfall | Trepassey | Newfoundland and Labrador | Municipal or another local authority | Municipal or another local authority | Continuous | Quarterly | Quarterly | 0 | 500 | 31663 | 91 | 48 | 25 | 23 | 42 | 25 | 17 |  |  | Approved
59763 | 2021-Q3 | Trepassey Outfall | Trepassey Outfall | Trepassey | Newfoundland and Labrador | Municipal or another local authority | Municipal or another local authority | Continuous | Quarterly | Quarterly | 0 | 500 | 11164 | 92 | 115 | 25 | 90 | 53 | 25 | 28 |  |  | Approved
59763 | 2021-Q4 | Trepassey Outfall | Trepassey Outfall | Trepassey | Newfoundland and Labrador | Municipal or another local authority | Municipal or another local authority | Continuous | Quarterly | Quarterly | 0 | 500 | 24943 | 92 | 74 | 25 | 49 | 52 | 25 | 27 |  |  | Approved
59763 | 2022-Q1 | Trepassey Outfall | Trepassey Outfall | Trepassey | Newfoundland and Labrador | Municipal or another local authority | Municipal or another local authority | Continuous | Quarterly | Quarterly | 0 | 322 | 44856 | 90 | 132 | 25 | 107 | 54 | 25 | 29 |  |  | Approved
59763 | 2022-Q2 | Trepassey Outfall | Trepassey Outfall | Trepassey | Newfoundland and Labrador | Municipal or another local authority | Municipal or another local authority | Continuous | Quarterly | Quarterly | 0 | 322 | 20372 | 91 | 41 | 25 | 16 | 35 | 25 | 10 |  |  | Approved
59763 | 2022-Q3 | Trepassey Outfall | Trepassey Outfall | Trepassey | Newfoundland and Labrador | Municipal or another local authority | Municipal or another local authority | Continuous | Quarterly | Quarterly | 0 | 322 | 15260 | 92 | 63 | 25 | 38 | 59 | 25 | 34 |  |  | Approved
59763 | 2022-Q4 | Trepassey Outfall | Trepassey Outfall | Trepassey | Newfoundland and Labrador | Municipal or another local authority | Municipal or another local authority | Continuous | Quarterly | Quarterly | 0 | 322 | 20453 | 92 | 70 | 25 | 45 | 41 | 25 | 16 |  |  | Approved
59763 | 2023-Q1 | Trepassey Outfall | Trepassey Outfall | Trepassey | Newfoundland and Labrador | Municipal or another local authority | Municipal or another local authority | Continuous | Quarterly | Quarterly | 0 | 276.6 | 30219 | 90 | 83 | 25 | 58 | 77 | 25 | 52 |  |  | Approved
59763 | 2023-Q2 | Trepassey Outfall | Trepassey Outfall | Trepassey | Newfoundland and Labrador | Municipal or another local authority | Municipal or another local authority | Continuous | Quarterly | Quarterly | 0 | 276.6 | 17645 | 91 | 47 | 25 | 22 | 37 | 25 | 12 |  |  | Approved
59763 | 2023-Q3 | Trepassey Outfall | Trepassey Outfall | Trepassey | Newfoundland and Labrador | Municipal or another local authority | Municipal or another local authority | Continuous | Quarterly | Quarterly | 0 | 276.6 | 26838 | 92 | 48 | 25 | 23 | 40 | 25 | 15 |  |  | Approved
59763 | 2023-Q4 | Trepassey Outfall | Trepassey Outfall | Trepassey | Newfoundland and Labrador | Municipal or another local authority | Municipal or another local authority | Continuous | Quarterly | Quarterly | 0 | 276.6 | 27365 | 92 | 67 | 25 | 42 | 36 | 25 | 11 |  |  | Approved
59763 | 2024-Q1 | Trepassey Outfall | Trepassey Outfall | Trepassey | Newfoundland and Labrador | Municipal or another local authority | Municipal or another local authority | Continuous | Quarterly | Quarterly | 0 | 279.6 | 44471 | 91 | 97 | 25 | 72 | 299 | 25 | 274 |  |  | Approved
59763 | 2024-Q2 | Trepassey Outfall | Trepassey Outfall | Trepassey | Newfoundland and Labrador | Municipal or another local authority | Municipal or another local authority | Continuous | Quarterly | Quarterly | 0 | 279.6 | 28023 | 91 | 44 | 25 | 19 | 28 | 25 | 3 |  |  | Approved
59763 | 2024-Q3 | Trepassey Outfall | Trepassey Outfall | Trepassey | Newfoundland and Labrador | Municipal or another local authority | Municipal or another local authority | Continuous | Quarterly | Quarterly | 0 | 279.6 | 19113 | 92 | 39 | 25 | 14 | 44 | 25 | 19 |  |  | Approved
59763 | 2024-Q4 | Trepassey Outfall | Trepassey Outfall | Trepassey | Newfoundland and Labrador | Municipal or another local authority | Municipal or another local authority | Continuous | Quarterly | Quarterly | 0 | 279.6 | 27544 | 92 | 34 | 25 | 9 | 38 | 25 | 13 |  |  | Approved
59927 | 2021-Q1 | Town of Glenwood | Glenwood Wastewater Facility | Glenwood | Newfoundland and Labrador | Municipal or another local authority | Municipal or another local authority | Continuous | Quarterly | Quarterly | 0 | 544 | 48960 | 90 | 9.5 | 25 | -15.5 | 7.3 | 25 | -17.7 |  |  | Approved
59927 | 2021-Q2 | Town of Glenwood | Glenwood Wastewater Facility | Glenwood | Newfoundland and Labrador | Municipal or another local authority | Municipal or another local authority | Continuous | Quarterly | Quarterly | 0 | 544 | 49504 | 91 | 4.3 | 25 | -20.7 | 7.7 | 25 | -17.3 |  |  | Approved
59927 | 2021-Q3 | Town of Glenwood | Glenwood Wastewater Facility | Glenwood | Newfoundland and Labrador | Municipal or another local authority | Municipal or another local authority | Continuous | Quarterly | Quarterly | 0 | 544 | 50048 | 92 | 5.3 | 25 | -19.7 | 1.5 | 25 | -23.5 |  |  | Approved
59927 | 2021-Q4 | Town of Glenwood | Glenwood Wastewater Facility | Glenwood | Newfoundland and Labrador | Municipal or another local authority | Municipal or another local authority | Continuous | Quarterly | Quarterly | 0 | 544 | 50592 | 92 | 14 | 25 | -11 | 5.3 | 25 | -19.7 |  |  | Approved
59927 | 2022-Q1 | Town of Glenwood | Glenwood Wastewater Facility | Glenwood | Newfoundland and Labrador | Municipal or another local authority | Municipal or another local authority | Continuous | Quarterly | Quarterly | 0 | 545.5 | 49095 | 90 | 5.6 | 25 | -19.4 | 3 | 25 | -22 |  |  | Approved
59927 | 2022-Q2 | Town of Glenwood | Glenwood Wastewater Facility | Glenwood | Newfoundland and Labrador | Municipal or another local authority | Municipal or another local authority | Continuous | Quarterly | Quarterly | 0 | 545.5 | 49640 | 91 | 6.2 | 25 | -18.8 | 3 | 25 | -22 |  |  | Approved
59927 | 2022-Q3 | Town of Glenwood | Glenwood Wastewater Facility | Glenwood | Newfoundland and Labrador | Municipal or another local authority | Municipal or another local authority | Continuous | Quarterly | Quarterly | 0 | 545.5 | 49640 | 92 | 5.2 | 25 | -19.8 | 2 | 25 | -23 |  |  | Approved
59927 | 2022-Q4 | Town of Glenwood | Glenwood Wastewater Facility | Glenwood | Newfoundland and Labrador | Municipal or another local authority | Municipal or another local authority | Continuous | Quarterly | Quarterly | 0 | 545.5 | 131680 | 92 | 8.1 | 25 | -16.9 | 3 | 25 | -22 |  |  | Approved
59927 | 2023-Q1 | Town of Glenwood | Glenwood Wastewater Facility | Glenwood | Newfoundland and Labrador | Municipal or another local authority | Municipal or another local authority | Continuous | Quarterly | Quarterly | 0 | 545.5 | 175314 | 90 | 9.9 | 25 | -15.1 | 3 | 25 | -22 |  |  | Approved
59927 | 2023-Q2 | Town of Glenwood | Glenwood Wastewater Facility | Glenwood | Newfoundland and Labrador | Municipal or another local authority | Municipal or another local authority | Continuous | Quarterly | Quarterly | 0 | 545.5 | 212606 | 91 | 5 | 25 | -20 | 10 | 25 | -15 |  |  | Approved
59927 | 2023-Q3 | Town of Glenwood | Glenwood Wastewater Facility | Glenwood | Newfoundland and Labrador | Municipal or another local authority | Municipal or another local authority | Continuous | Quarterly | Quarterly | 0 | 545.5 | 68899 | 92 | 13.5 | 25 | -11.5 | 5 | 25 | -20 |  |  | Approved
59927 | 2023-Q4 | Town of Glenwood | Glenwood Wastewater Facility | Glenwood | Newfoundland and Labrador | Municipal or another local authority | Municipal or another local authority | Continuous | Quarterly | Quarterly | 0 | 545.5 | 135976 | 92 | 5 | 25 | -20 | 5 | 25 | -20 |  |  | Approved
59927 | 2024-Q1 | Town of Glenwood | Glenwood Wastewater Facility | Glenwood | Newfoundland and Labrador | Municipal or another local authority | Municipal or another local authority | Continuous | Quarterly | Quarterly | 0 | 1624.1 | 132339 | 91 | 5 | 25 | -20 | 6.3 | 25 | -18.7 |  |  | Approved
59927 | 2024-Q2 | Town of Glenwood | Glenwood Wastewater Facility | Glenwood | Newfoundland and Labrador | Municipal or another local authority | Municipal or another local authority | Continuous | Quarterly | Quarterly | 0 | 1624.1 | 150032 | 91 | 4 | 25 | -21 | 5 | 25 | -20 |  |  | Approved
59927 | 2024-Q3 | Town of Glenwood | Glenwood Wastewater Facility | Glenwood | Newfoundland and Labrador | Municipal or another local authority | Municipal or another local authority | Continuous | Quarterly | Quarterly | 0 | 1624.1 | 149408 | 92 | 6.7 | 25 | -18.3 | 8 | 25 | -17 |  |  | Approved
59927 | 2024-Q4 | Town of Glenwood | Glenwood Wastewater Facility | Glenwood | Newfoundland and Labrador | Municipal or another local authority | Municipal or another local authority | Continuous | Quarterly | Quarterly | 0 | 1624.1 | 149417.2 | 92 | 6 | 25 | -19 | 5 | 25 | -20 |  |  | Approved
61450 | 2021-Q2 | Town of Baie Verte | Baie Verte Riffs | Baie Verte | Newfoundland and Labrador | Municipal or another local authority | Municipal or another local authority | Continuous | Quarterly | Quarterly | 0 | 952 | 86720 | 79 | 59 | 25 | 34 | 39 | 25 | 14 |  |  | Approved
61450 | 2021-Q3 | Town of Baie Verte | Baie Verte Riffs | Baie Verte | Newfoundland and Labrador | Municipal or another local authority | Municipal or another local authority | Continuous | Quarterly | Quarterly | 0 | 952 | 75750 | 92 | 51 | 25 | 26 | 52 | 25 | 27 |  |  | Approved
61450 | 2021-Q4 | Town of Baie Verte | Baie Verte Riffs | Baie Verte | Newfoundland and Labrador | Municipal or another local authority | Municipal or another local authority | Continuous | Quarterly | Quarterly | 0 | 952 | 87588 | 92 | 37 | 25 | 12 | 27 | 25 | 2 |  |  | Approved
61450 | 2022-Q1 | Town of Baie Verte | Baie Verte Riffs | Baie Verte | Newfoundland and Labrador | Municipal or another local authority | Municipal or another local authority | Continuous | Quarterly | Quarterly | 0 | 952 | 87824 | 90 | 116 | 25 | 91 | 113 | 25 | 88 |  |  | Approved
61450 | 2022-Q2 | Town of Baie Verte | Baie Verte Riffs | Baie Verte | Newfoundland and Labrador | Municipal or another local authority | Municipal or another local authority | Continuous | Quarterly | Quarterly | 0 | 952 | 111611 | 91 | 51 | 25 | 26 | 102 | 25 | 77 |  |  | Approved
61450 | 2022-Q3 | Town of Baie Verte | Baie Verte Riffs | Baie Verte | Newfoundland and Labrador | Municipal or another local authority | Municipal or another local authority | Continuous | Quarterly | Quarterly | 0 | 952 | 67615 | 92 | 39 | 25 | 14 | 189 | 25 | 164 |  |  | Approved
61450 | 2022-Q4 | Town of Baie Verte | Baie Verte Riffs | Baie Verte | Newfoundland and Labrador | Municipal or another local authority | Municipal or another local authority | Continuous | Quarterly | Quarterly | 0 | 952 | 116562 | 92 | 66 | 25 | 41 | 47 | 25 | 22 |  |  | Approved
61450 | 2023-Q1 | Town of Baie Verte | Baie Verte Riffs | Baie Verte | Newfoundland and Labrador | Municipal or another local authority | Municipal or another local authority | Continuous | Quarterly | Quarterly | 0 | 1051 | 8954 | 90 | 30 | 25 | 5 | 171 | 25 | 146 |  |  | Approved
61450 | 2023-Q2 | Town of Baie Verte | Baie Verte Riffs | Baie Verte | Newfoundland and Labrador | Municipal or another local authority | Municipal or another local authority | Continuous | Quarterly | Quarterly | 0 | 1051 | 31170 | 91 | 20 | 25 | -5 | 248 | 25 | 223 |  |  | Approved
61450 | 2023-Q3 | Town of Baie Verte | Baie Verte Riffs | Baie Verte | Newfoundland and Labrador | Municipal or another local authority | Municipal or another local authority | Continuous | Quarterly | Quarterly | 0 | 1051 | 63999 | 92 | 108 | 25 | 83 | 113 | 25 | 88 |  |  | Approved
61450 | 2023-Q4 | Town of Baie Verte | Baie Verte Riffs | Baie Verte | Newfoundland and Labrador | Municipal or another local authority | Municipal or another local authority | Continuous | Quarterly | Quarterly | 0 | 1051 | 102075 | 92 | 38 | 25 | 13 | 325 | 25 | 300 |  |  | Approved
61450 | 2024-Q1 | Town of Baie Verte | Baie Verte Riffs | Baie Verte | Newfoundland and Labrador | Municipal or another local authority | Municipal or another local authority | Continuous | Quarterly | Quarterly | 0 | 564.9 | 76678 | 91 | 123 | 25 | 98 | 181 | 25 | 156 |  |  | Approved
61450 | 2024-Q2 | Town of Baie Verte | Baie Verte Riffs | Baie Verte | Newfoundland and Labrador | Municipal or another local authority | Municipal or another local authority | Continuous | Quarterly | Quarterly | 0 | 564.9 | 86031 | 91 | 52 | 25 | 27 | 63 | 25 | 38 |  |  | Approved
61450 | 2024-Q3 | Town of Baie Verte | Baie Verte Riffs | Baie Verte | Newfoundland and Labrador | Municipal or another local authority | Municipal or another local authority | Continuous | Quarterly | Quarterly | 0 | 564.9 | 38272 | 92 | 126 | 25 | 101 | 194 | 25 | 169 |  |  | Approved
61450 | 2024-Q4 | Town of Baie Verte | Baie Verte Riffs | Baie Verte | Newfoundland and Labrador | Municipal or another local authority | Municipal or another local authority | Continuous | Quarterly | Quarterly | 0 | 564.9 | 84752 | 92 | 63 | 25 | 38 | 69 | 25 | 44 |  |  | Approved
61451 | 2021-Q2 | Town of Baie Verte | Baie Verte Cohens | Baie Verte | Newfoundland and Labrador | Municipal or another local authority | Municipal or another local authority | Continuous | Quarterly | Quarterly | 0 | 85 | 6702 | 79 | 181 | 25 | 156 | 999 | 25 | 974 |  |  | Approved
61451 | 2021-Q3 | Town of Baie Verte | Baie Verte Cohens | Baie Verte | Newfoundland and Labrador | Municipal or another local authority | Municipal or another local authority | Continuous | Quarterly | Quarterly | 0 | 85 | 6987 | 92 | 189 | 25 | 164 | 773 | 25 | 748 |  |  | Approved
61451 | 2021-Q4 | Town of Baie Verte | Baie Verte Cohens | Baie Verte | Newfoundland and Labrador | Municipal or another local authority | Municipal or another local authority | Continuous | Quarterly | Quarterly | 0 | 85 | 14708 | 92 | 213 | 25 | 188 | 206 | 25 | 181 |  |  | Approved
61451 | 2022-Q1 | Town of Baie Verte | Baie Verte Cohens | Baie Verte | Newfoundland and Labrador | Municipal or another local authority | Municipal or another local authority | Continuous | Quarterly | Quarterly | 0 | 85 | 17736 | 90 | 239 | 25 | 214 | 656 | 25 | 631 |  |  | Approved
61451 | 2022-Q2 | Town of Baie Verte | Baie Verte Cohens | Baie Verte | Newfoundland and Labrador | Municipal or another local authority | Municipal or another local authority | Continuous | Quarterly | Quarterly | 0 | 85 | 29679 | 91 | 162 | 25 | 137 | 291 | 25 | 266 |  |  | Approved
61451 | 2022-Q3 | Town of Baie Verte | Baie Verte Cohens | Baie Verte | Newfoundland and Labrador | Municipal or another local authority | Municipal or another local authority | Continuous | Quarterly | Quarterly | 0 | 85 | 17086 | 92 | 105 | 25 | 80 | 829 | 25 | 804 |  |  | Approved
61451 | 2022-Q4 | Town of Baie Verte | Baie Verte Cohens | Baie Verte | Newfoundland and Labrador | Municipal or another local authority | Municipal or another local authority | Continuous | Quarterly | Quarterly | 0 | 85 | 22245 | 92 | 191 | 25 | 166 | 0 | 25 | -25 |  |  | Approved
61451 | 2023-Q1 | Town of Baie Verte | Baie Verte Cohens | Baie Verte | Newfoundland and Labrador | Municipal or another local authority | Municipal or another local authority | Continuous | Quarterly | Quarterly | 0 | 237.7 | 8284 | 90 | 82 | 25 | 57 | 344 | 25 | 319 |  |  | Approved
61451 | 2023-Q2 | Town of Baie Verte | Baie Verte Cohens | Baie Verte | Newfoundland and Labrador | Municipal or another local authority | Municipal or another local authority | Continuous | Quarterly | Quarterly | 0 | 237.7 | 8467 | 91 | 50 | 25 | 25 | 598 | 25 | 573 |  |  | Approved
61451 | 2023-Q3 | Town of Baie Verte | Baie Verte Cohens | Baie Verte | Newfoundland and Labrador | Municipal or another local authority | Municipal or another local authority | Continuous | Quarterly | Quarterly | 0 | 237.7 | 29465 | 92 | 158 | 25 | 133 | 999 | 25 | 974 |  |  | Approved
61451 | 2023-Q4 | Town of Baie Verte | Baie Verte Cohens | Baie Verte | Newfoundland and Labrador | Municipal or another local authority | Municipal or another local authority | Continuous | Quarterly | Quarterly | 0 | 237.7 | 35886 | 92 | 131 | 25 | 106 | 187 | 25 | 162 |  |  | Approved
61451 | 2024-Q1 | Town of Baie Verte | Baie Verte Cohens | Baie Verte | Newfoundland and Labrador | Municipal or another local authority | Municipal or another local authority | Continuous | Quarterly | Quarterly | 0 | 224.9 | 26032 | 91 | 171 | 25 | 146 | 257 | 25 | 232 |  |  | Approved
61451 | 2024-Q2 | Town of Baie Verte | Baie Verte Cohens | Baie Verte | Newfoundland and Labrador | Municipal or another local authority | Municipal or another local authority | Continuous | Quarterly | Quarterly | 0 | 224.9 | 12225 | 91 | 120 | 25 | 95 | 806 | 25 | 781 |  |  | Approved
61451 | 2024-Q3 | Town of Baie Verte | Baie Verte Cohens | Baie Verte | Newfoundland and Labrador | Municipal or another local authority | Municipal or another local authority | Continuous | Quarterly | Quarterly | 0 | 224.9 | 6886 | 92 | 177 | 25 | 152 | 353 | 25 | 328 |  |  | Approved
61451 | 2024-Q4 | Town of Baie Verte | Baie Verte Cohens | Baie Verte | Newfoundland and Labrador | Municipal or another local authority | Municipal or another local authority | Continuous | Quarterly | Quarterly | 0 | 224.9 | 7909 | 92 | 131 | 25 | 106 | 243 | 25 | 218 |  |  | Approved
62066 | 2021-Q4 | Town of Dover | Town of Dover | Dover | Newfoundland and Labrador | Municipal or another local authority | Municipal or another local authority | Continuous | Quarterly | Quarterly | 0 | 353 | 32540 | 89 | 82 | 25 | 57 | 79 | 25 | 54 |  |  | Approved
62066 | 2022-Q1 | Town of Dover | Town of Dover | Dover | Newfoundland and Labrador | Municipal or another local authority | Municipal or another local authority | Continuous | Quarterly | Quarterly | 0 | 353 | 42846 | 90 | 62 | 25 | 37 | 67 | 25 | 42 |  |  | Approved
62066 | 2022-Q2 | Town of Dover | Town of Dover | Dover | Newfoundland and Labrador | Municipal or another local authority | Municipal or another local authority | Continuous | Quarterly | Quarterly | 0 | 353 | 38777 | 91 | 99 | 25 | 74 | 49 | 25 | 24 |  |  | Approved
62066 | 2022-Q3 | Town of Dover | Town of Dover | Dover | Newfoundland and Labrador | Municipal or another local authority | Municipal or another local authority | Continuous | Quarterly | Quarterly | 0 | 353 | 7971 | 92 | 145 | 25 | 120 | 156 | 25 | 131 |  |  | Approved
62066 | 2022-Q4 | Town of Dover | Town of Dover | Dover | Newfoundland and Labrador | Municipal or another local authority | Municipal or another local authority | Continuous | Quarterly | Quarterly | 0 | 353 | 36163 | 92 | 132 | 25 | 107 | 170 | 25 | 145 |  |  | Approved
62066 | 2023-Q1 | Town of Dover | Town of Dover | Dover | Newfoundland and Labrador | Municipal or another local authority | Municipal or another local authority | Continuous | Quarterly | Quarterly | 0 | 344.5 | 34017 | 90 | 114 | 25 | 89 | 94 | 25 | 69 |  |  | Approved
62066 | 2023-Q2 | Town of Dover | Town of Dover | Dover | Newfoundland and Labrador | Municipal or another local authority | Municipal or another local authority | Continuous | Quarterly | Quarterly | 0 | 344.5 | 34225 | 91 | 77 | 25 | 52 | 35 | 25 | 10 |  |  | Approved
62066 | 2023-Q3 | Town of Dover | Town of Dover | Dover | Newfoundland and Labrador | Municipal or another local authority | Municipal or another local authority | Continuous | Quarterly | Quarterly | 0 | 344.5 | 7249 | 92 | 172 | 25 | 147 | 199 | 25 | 174 |  |  | Approved
62066 | 2023-Q4 | Town of Dover | Town of Dover | Dover | Newfoundland and Labrador | Municipal or another local authority | Municipal or another local authority | Continuous | Quarterly | Quarterly | 0 | 344.5 | 17459 | 92 | 134 | 25 | 109 | 120 | 25 | 95 |  |  | Approved
62066 | 2024-Q1 | Town of Dover | Town of Dover | Dover | Newfoundland and Labrador | Municipal or another local authority | Municipal or another local authority | Continuous | Quarterly | Quarterly | 0 | 254.7 | 26362 | 91 | 96 | 25 | 71 | 69 | 25 | 44 |  |  | Approved
62066 | 2024-Q2 | Town of Dover | Town of Dover | Dover | Newfoundland and Labrador | Municipal or another local authority | Municipal or another local authority | Continuous | Quarterly | Quarterly | 0 | 254.7 | 20707 | 91 | 54 | 25 | 29 | 52 | 25 | 27 |  |  | Approved
62066 | 2024-Q3 | Town of Dover | Town of Dover | Dover | Newfoundland and Labrador | Municipal or another local authority | Municipal or another local authority | Continuous | Quarterly | Quarterly | 0 | 254.7 | 8572 | 92 | 163 | 25 | 138 | 229 | 25 | 204 |  |  | Approved
62066 | 2024-Q4 | Town of Dover | Town of Dover | Dover | Newfoundland and Labrador | Municipal or another local authority | Municipal or another local authority | Continuous | Quarterly | Quarterly | 0 | 254.7 | 13100 | 92 | 81 | 25 | 56 | 87 | 25 | 62 |  |  | Approved
62279 | 2022-Q1 | Town of Holyrood | Holyrood1 | Holyrood | Newfoundland and Labrador | Municipal or another local authority | Municipal or another local authority | Continuous | Quarterly | Quarterly | 0 | 193 | 17381 | 90 | 136 | 25 | 111 | 94 | 25 | 69 |  |  | Approved
62279 | 2022-Q2 | Town of Holyrood | Holyrood1 | Holyrood | Newfoundland and Labrador | Municipal or another local authority | Municipal or another local authority | Continuous | Quarterly | Quarterly | 0 | 193 | 7938 | 91 | 161 | 25 | 136 | 82 | 25 | 57 |  |  | Approved
62279 | 2022-Q3 | Town of Holyrood | Holyrood1 | Holyrood | Newfoundland and Labrador | Municipal or another local authority | Municipal or another local authority | Continuous | Quarterly | Quarterly | 0 | 193 | 8309 | 92 | 76 | 25 | 51 | 103 | 25 | 78 |  |  | Approved
62279 | 2022-Q4 | Town of Holyrood | Holyrood1 | Holyrood | Newfoundland and Labrador | Municipal or another local authority | Municipal or another local authority | Continuous | Quarterly | Quarterly | 0 | 193 | 10030 | 92 | 143 | 25 | 118 | 109 | 25 | 84 |  |  | Approved
62279 | 2023-Q1 | Town of Holyrood | Holyrood1 | Holyrood | Newfoundland and Labrador | Municipal or another local authority | Municipal or another local authority | Continuous | Quarterly | Quarterly | 0 | 119.6 | 11052 | 90 | 99 | 25 | 74 | 78 | 25 | 53 |  |  | Approved
62279 | 2023-Q2 | Town of Holyrood | Holyrood1 | Holyrood | Newfoundland and Labrador | Municipal or another local authority | Municipal or another local authority | Continuous | Quarterly | Quarterly | 0 | 119.6 | 6388 | 91 | 104 | 25 | 79 | 68 | 25 | 43 |  |  | Approved
62279 | 2023-Q3 | Town of Holyrood | Holyrood1 | Holyrood | Newfoundland and Labrador | Municipal or another local authority | Municipal or another local authority | Continuous | Quarterly | Quarterly | 0 | 119.6 | 6081 | 92 | 157 | 25 | 132 | 82 | 25 | 57 |  |  | Approved
62279 | 2023-Q4 | Town of Holyrood | Holyrood1 | Holyrood | Newfoundland and Labrador | Municipal or another local authority | Municipal or another local authority | Continuous | Quarterly | Quarterly | 0 | 119.6 | 90551 | 92 | 123 | 25 | 98 | 74 | 25 | 49 |  |  | Approved
62279 | 2024-Q1 | Town of Holyrood | Holyrood1 | Holyrood | Newfoundland and Labrador | Municipal or another local authority | Municipal or another local authority | Continuous | Quarterly | Quarterly | 0 | 312.5 | 11713 | 91 | 145 | 25 | 120 | 80 | 25 | 55 |  |  | Approved
62279 | 2024-Q2 | Town of Holyrood | Holyrood1 | Holyrood | Newfoundland and Labrador | Municipal or another local authority | Municipal or another local authority | Continuous | Quarterly | Quarterly | 0 | 312.5 | 8278 | 91 | 51 | 25 | 26 | 38 | 25 | 13 |  |  | Approved
62279 | 2024-Q3 | Town of Holyrood | Holyrood1 | Holyrood | Newfoundland and Labrador | Municipal or another local authority | Municipal or another local authority | Continuous | Quarterly | Quarterly | 0 | 312.5 | 4004 | 92 | 182 | 25 | 157 | 153 | 25 | 128 |  |  | Approved
62279 | 2024-Q4 | Town of Holyrood | Holyrood1 | Holyrood | Newfoundland and Labrador | Municipal or another local authority | Municipal or another local authority | Continuous | Quarterly | Quarterly | 0 | 312.5 | 6605 | 92 | 141 | 25 | 116 | 154 | 25 | 129 |  |  | Approved
65029 | 2024-Q3 | Town of Hampden | Town of Hampden | Hampden | Newfoundland and Labrador | Municipal or another local authority | Municipal or another local authority | Continuous | Quarterly | Quarterly | 0 | 170 | 2673 | 48 | 118 | 25 | 93 | 132 | 25 | 107 |  |  | Approved
65029 | 2024-Q4 | Town of Hampden | Town of Hampden | Hampden | Newfoundland and Labrador | Municipal or another local authority | Municipal or another local authority | Continuous | Quarterly | Quarterly | 0 | 170 | 10381 | 92 | 105 | 25 | 80 | 103 | 25 | 78 |  |  | Approved